## pressure_device_database
BWFL ID | Device ID | Device Type | Date Installed | Date Removed | Status | Sensor Validation | Sensor Offset - slope | Sensor Offset - constant | Asset ID | Asset Type | DMA ID | WWMD ID | Date Surveyed | X coord (OSGB36) | Y coord (OSGB36) | X coord (Long) | Y coord (Lat) | Elev. (meas) | Ground offset [m] | Final Elevation (m)
Stoke Lane PRV (inlet) | Stoke Lane TS-RT | InfraSense RT | 2021-03-23 |  | Active | 2022-01-04 08:35 | 1 | 0 | 620104099 | PRV | 2296 | 2297 | 2022-04-01 | 363600.694 | 178807.23 | -2.543 | 51.4961 | 73.354 | -0.85 | 72.504
Stoke Lane PRV (outlet) | Stoke Lane TS-RT | InfraSense RT | 2021-03-23 09:18 |  | Active | 2022-01-04 08:30 | 1 | 0 | 620104099_1 | PRV | 2296 | 2297 | 2022-04-01 | 363600.694 | 178807.23 | -2.543 | 51.4961 | 73.354 | -0.85 | 72.504
Stoke Lane PRV (CC) | 1P-Q02-0001623 | InflowSense | 2021-03-23 09:18 | 2022-10-18 | Inactive | 2022-03-31 08:32 | 1 | 0 | 620104099 | PRV |  |  | 2022-04-01 | 363600.694 | 178807.23 | -2.543 | 51.4961 | 73.354 | -0.45 | 72.904
Stoke Lane PRV (CC) | 1P-L01-0005919 | InflowSense | 2022-10-19 | 2023-11-15 | Inactive |  |  |  | 620104099 | PRV |  |  | 2022-04-01 | 363600.694 | 178807.23 | -2.543 | 51.4961 | 73.354 | -0.45 | 72.904
Stoke Lane PRV (CC) | 1P-E03-0000124 | InflowSense | 2024-02-07 |  | Active | 2024-01-18 | 1 | -0.12 | 620104099 | PRV |  |  | 2022-04-01 | 363600.694 | 178807.23 | -2.543 | 51.4961 | 73.354 | -0.45 | 72.904
Snowden Road PRV (inlet) | Snowdon Road TS-RT | InfraSense RT | 2021-03-23 |  | Active | 2022-03-30 10:48 | 1 | 0.2 | 623990497_1 | DBV | 2296 | 2293 |  | 363823.524 | 177270.322 | -2.5396 | 51.4823 | 54.625 | 0.2 | 54.825
Snowden Road PRV (outlet) | Snowdon Road TS-RT | InfraSense RT | 2021-03-23 |  | Active | 2022-03-30 10:48 | 1 | -0.3 | 623990497 | DBV | 2005 | 2302 |  | 363823.524 | 177270.322 | -2.5396 | 51.4823 | 54.625 | 0.2 | 54.825
Snowden Road PRV (CC) | 1P-Q02-0001795 | InflowSense | 2021-03-29 | 2023-04-27 | Inactive | 2022-03-30 11:06 | 1 | 0.15 | 623990497_1 | DBV |  |  |  | 363823.524 | 177270.322 | -2.5396 | 51.4823 | 54.625 | 0.2 | 54.825
Snowden Road PRV (CC) | 1P-Q02-0001634 | InflowSense | 2024-02-08 |  | Active | 2024-01-18 | 1 | -0.07 | 623990497_1 | DBV |  |  |  | 363823.524 | 177270.322 | -2.5396 | 51.4823 | 54.625 | 0.2 | 54.825
BWFL 9 (CP) | 1P-E03-0000752 | InflowSense | 2021-03-26 | 2021-06-15 | Inactive |  |  | 623990497 | 161764002 | FH | 2296 | 2304 |  | 364976.922 | 176887.968 | -2.523 | 51.479 | 65.99 | -0.25 | 65.74
BWFL 9 (CP) | 1P-E03-0000105 | InflowSense | 2021-06-15 | 2022-03-02 | Inactive |  |  |  | 161764002 | FH | 2296 | 2304 |  | 364976.922 | 176887.968 | -2.523 | 51.479 | 65.99 | -0.25 | 65.74
BWFL 9 (CP) | 1P-E03-0000734 | InflowSense | 2022-03-02 | 2022-03-31 12:36 | Inactive |  |  |  | 161764002 | FH | 2296 | 2304 |  | 364976.922 | 176887.968 | -2.523 | 51.479 | 65.99 | -0.25 | 65.74
BWFL 9 (CP) | 1P-E03-0000089 | InflowSense | 2022-03-31 12:36 | 2022-10-18 | Inactive |  |  |  | 161764002 | FH | 2296 | 2304 | 2022-03-31 | 364976.922 | 176887.968 | -2.523 | 51.479 | 65.969 | -0.25 | 65.719
BWFL 9 (CP) | 1P-L01-0005920 | InflowSense | 2022-10-18 | 2023-11-15 | Inactive |  |  |  | 161764002 | FH | 2296 | 2304 | 2022-03-31 | 364976.922 | 176887.968 | -2.523 | 51.479 | 65.969 | -0.25 | 65.719
BWFL 9 (CP) | 1P-Q02-0001647 | InflowSense | 2024-02-08 |  | Active | 2024-01-18 | 1 | -0.06 | 161764002 | FH | 2296 | 2304 | 2022-03-31 | 364976.922 | 176887.968 | -2.523 | 51.479 | 65.969 | -0.25 | 65.719
BWFL 10 | 1P-Q02-0001785 | InflowSense | 2021-03-26 | 2023-10-23 | Inactive | 2022-01-04 09:17 | 1 | 0 | 9536889 | FH | 2296 | 2304 | 2022-04-01 | 364784.798 | 177262.049 | -2.5258 | 51.4823 | 61.873 | -0.3 | 61.573
BWFL 10 | 1P-L01-0005924 | InflowSense | 2024-02-09 |  | Active | 2024-01-18 | 1 | 0.04 | 9536889 | FH | 2296 | 2304 | 2022-04-01 | 364784.798 | 177262.049 | -2.5258 | 51.4823 | 61.873 | -0.3 | 61.573
BWFL 11 | 1P-Q02-0001783 | InflowSense | 2021-03-29 | 2022-10-18 | Inactive | 2022-01-04 09:03 | 1 | 0 | 544423108 | FH | 2296 | 2304 | 2022-04-01 | 364398.504 | 177505.645 | -2.5314 | 51.4845 | 54.869 | -0.3 | 54.569
BWFL 11 | 1P-E03-0000757 | InflowSense | 2022-10-18 | 2023-09-16 | Inactive |  |  |  | 544423108 | FH | 2296 | 2304 | 2022-04-01 | 364398.504 | 177505.645 | -2.5314 | 51.4845 | 54.869 | -0.3 | 54.569
BWFL 11 | 1P-E03-0000119 | InflowSense | 2024-02-09 |  | Active | 2024-01-18 | 1 | -0.01 | 544423108 | FH | 2296 | 2304 | 2022-04-01 | 364398.504 | 177505.645 | -2.5314 | 51.4845 | 54.869 | -0.3 | 54.569
BWFL 12 | 1P-Q02-0001797 | InflowSense | 2021-03-26 | 2023-07-12 | Inactive | 2022-03-30 11:06 | 1 | 0.35 | 9536879 | FH | 2296 | 2304 | 2021-03-26 | 364773.191 | 177614.271 | -2.526 | 51.4855 | 56.747 | -0.4 | 56.347
BWFL 12 | 1P-Q03-0004095 | InflowSense | 2024-02-09 |  | Active | 2024-01-18 | 1 | -0.09 | 9536879 | FH | 2296 | 2304 | 2021-03-26 | 364773.191 | 177614.271 | -2.526 | 51.4855 | 56.747 | -0.4 | 56.347
BWFL 13 | 1P-Q02-0001653 | InflowSense | 2021-03-23 | 2022-09-04 | Inactive | 2022-03-30 10:17 | 1 | 0 | 9536375 | FH | 2296 | 2293 | 2021-03-23 | 363340.335 | 177399.474 | -2.5466 | 51.4835 | 41.314 | -0.25 | 41.064
BWFL 13 | 1P-E03-0000752 | InflowSense | 2022-05-09 | 2023-11-15 | Inactive |  |  |  | 9536375 | FH | 2296 | 2293 | 2021-03-23 | 363340.335 | 177399.474 | -2.5466 | 51.4835 | 41.314 | -0.25 | 41.064
BWFL 13 | 1P-Q04-0005349 | InflowSense | 2024-02-07 |  | Active | 2024-01-18 | 1 | -0.17 | 9536375 | FH | 2296 | 2293 | 2021-03-23 | 363340.335 | 177399.474 | -2.5466 | 51.4835 | 41.314 | -0.25 | 41.064
BWFL 14 | 1P-Q03-0004093 | InflowSense | 2021-03-26 12:24 | 2022-03-31 17:20 | Inactive |  |  |  | 9536413 | FH | 2296 | 8315 |  | 363603.522 | 177833.614 | -2.5429 | 51.4874 | 41.402 | -0.4 | 41.002
BWFL 14 | 1P-Q02-0001927 | InflowSense | 2022-03-31 17:20 | 2023-11-06 | Inactive |  |  |  | 9536413 | FH | 2296 | 8315 | 2022-03-31 | 363603.522 | 177833.614 | -2.5429 | 51.4874 | 41.373 | -0.4 | 40.973
BWFL 14 | 1P-Q02-0001911 | InflowSense | 2024-02-07 |  | Active | 2024-01-18 | 1 | -0.19 | 9536413 | FH | 2296 | 8315 | 2022-03-31 | 363603.522 | 177833.614 | -2.5429 | 51.4874 | 41.373 | -0.4 | 40.973
BWFL 15 | 1P-Q02-0001634 | InflowSense | 2021-03-26 | 2021-03-26 | Inactive | 2022-01-04 11:56 | 1 | 0 | 9536835 | FH | 2005 | 2301 | 2022-04-01 | 364739.664 | 176211.935 | -2.5263 | 51.4729 | 76.589 | -0.35 | 76.239
BWFL 15 | 1P-Q03-0003813 | InflowSense | 2021-03-26 | 2024-02-09 | Inactive |  |  |  | 9536835 | FH | 2005 | 2301 | 2022-04-01 | 364739.664 | 176211.935 | -2.5263 | 51.4729 | 76.589 | -0.35 | 76.239
BWFL 15 | 1P-E03-0000136 | InflowSense | 2024-02-09 |  | Active | 2024-01-18 | 1 | 0.04 | 9536835 | FH | 2005 | 2301 | 2022-04-01 | 364739.664 | 176211.935 | -2.5263 | 51.4729 | 76.589 | -0.35 | 76.239
BWFL 16 (CP) | 1P-E03-0000756 | InflowSense | 2021-03-26 12:24 | 2022-03-31 11:57 | Inactive |  |  |  | 9537013 | WO | 2005 | 2332 |  | 365404.614 | 176344.013 | -2.5168 | 51.4741 | 90.962 | -0.2 | 90.762
BWFL 16 (CP) | 1P-Q04-0005349 | InflowSense | 2022-03-31 11:57 | 2022-09-04 | Inactive |  |  |  | 9537013 | WO | 2005 | 2332 | 2022-03-31 | 365404.614 | 176344.013 | -2.5168 | 51.4741 | 90.918 | -0.2 | 90.718
BWFL 16 (CP) | 1P-L01-0006077 | InflowSense | 2022-09-04 | 2023-01-24 | Inactive |  |  |  | 9537013 | WO | 2005 | 2332 | 2022-03-31 | 365404.614 | 176344.013 | -2.5168 | 51.4741 | 90.918 | -0.2 | 90.718
BWFL 16 (CP) | 1P-E03-0000747 | InflowSense | 2024-02-08 |  | Active | 2024-01-18 | 1 | 1.04 | 9537013 | WO | 2005 | 2332 | 2022-03-31 | 365404.614 | 176344.013 | -2.5168 | 51.4741 | 90.918 | -0.2 | 90.718
BWFL 17 | 1P-E03-0000263 | InflowSense | 2021-03-26 | 2023-05-22 | Inactive | 2022-01-04 11:38 | 1 | 0 | 9537035 | FH | 2005 | 2332 | 2022-04-01 | 365661.648 | 176602.008 | -2.5131 | 51.4765 | 86.476 | -0.3 | 86.176
BWFL 17 | 1P-E03-0000099 | InflowSense | 2023-05-22 | 2024-02-08 | Inactive |  |  |  | 9537035 | FH | 2005 | 2332 | 2022-04-01 | 365661.648 | 176602.008 | -2.5131 | 51.4765 | 86.476 | -0.3 | 86.176
BWFL 17 | 1P-E03-0000120 | InflowSense | 2024-02-08 |  | Active | 2024-01-18 | 1 | 0.18 | 9537035 | FH | 2005 | 2332 | 2022-04-01 | 365661.648 | 176602.008 | -2.5131 | 51.4765 | 86.476 | -0.3 | 86.176
BWFL 19 | 1P-Q03-0003900 | InflowSense | 2021-03-23 09:43 | 2021-05-14 | Inactive |  |  |  | 612058339 | FM | 2296 | 2297 | 2021-03-23 09:43 | 363526.974 | 179800.073 | -2.5442 | 51.5051 | 60.205 | -0.6 | 59.605
BWFL 19 | 1P-E03-0000269 | InflowSense | 2021-05-14 10:42 | 2022-05-11 14:18 | Inactive |  |  |  | 612058339 | FM | 2296 | 2297 | 2021-03-23 09:43 | 363526.974 | 179800.073 | -2.5442 | 51.5051 | 60.205 | -0.6 | 59.605
BWFL 19 | 1P-E03-0000113 | InflowSense | 2022-05-11 14:18 | 2022-08-25 | Inactive |  |  |  | 612058339 | FM | 2296 | 2297 | 2021-03-23 09:43 | 363526.974 | 179800.073 | -2.5442 | 51.5051 | 60.205 | -0.6 | 59.605
BWFL 19 | 1P-L01-0005988 | InflowSense | 2022-08-25 | 2023-11-15 | Inactive |  |  |  | 612058339 | FM | 2296 | 2297 | 2021-03-23 09:43 | 363526.974 | 179800.073 | -2.5442 | 51.5051 | 60.205 | -0.6 | 59.605
BWFL 19 | 1P-L01-0005921 | InflowSense | 2024-02-07 |  | Active | 2024-01-18 | 1 | -0.15 | 612058339 | FM | 2296 | 2297 | 2021-03-23 09:43 | 363526.974 | 179800.073 | -2.5442 | 51.5051 | 60.205 | -0.6 | 59.605
Woodland Way PRV (CC) | 1P-E03-0000267 | InflowSense | 2021-03-26 | 2022-03-02 | Inactive |  |  |  | 672922316 | PRV |  |  |  | 365517.492 | 176035.787 | -2.5151 | 51.4714 | 95.892 | 0.2 | 96.092
Woodland Way PRV (CC) | 1P-Q02-0001808 | InflowSense | 2022-03-02 | 2022-03-31 11:13 | Inactive |  |  |  | 672922316 | PRV |  |  |  | 365517.492 | 176035.787 | -2.5151 | 51.4714 | 95.892 | 0.2 | 96.092
Woodland Way PRV (CC) | 1P-Q02-0001490 | InflowSense | 2022-03-31 11:13 | 2022-12-09 | Inactive |  |  |  | 672922316 | PRV |  |  | 2022-03-31 | 365517.492 | 176035.787 | -2.5151 | 51.4714 | 95.882 | 0.35 | 96.232
Woodland Way PRV (CC) | 1P-Q04-0005348 | InflowSense | 2024-02-08 |  | Active |  | 1 | 0 | 672922316 | PRV |  |  | 2022-03-31 | 365517.492 | 176035.787 | -2.5151 | 51.4714 | 95.882 | 0.35 | 96.232
Woodland Way PRV (inlet) | Woodland Way TS-RT | InfraSense RT | 2021-03-23 |  | Active | 2022-03-31 10:22 | 0.9961 | -0.1187 | 672922316 | PRV | 2005 | 2301 | 2022-03-31 | 365517.492 | 176035.787 | -2.5151 | 51.4714 | 95.882 | -0.45 | 95.432
Woodland Way PRV (outlet) | Woodland Way TS-RT | InfraSense RT | 2021-03-23 |  | Active | 2022-03-30 13:38 | 1 | 0 | 644926906_1 | PRV | 2005 | 2301 | 2022-03-31 | 365517.492 | 176035.787 | -2.5151 | 51.4714 | 95.882 | -0.5 | 95.382
BWFL 22 (CP) | 1P-Q02-0001784 | InflowSense | 2022-03-26 | 2022-01-04 10:26 | Inactive |  |  |  | 629540233 | FH | 2005 | 2302 |  | 364279.857 | 176760.132 | -2.533 | 51.4778 | 60.527 | -0.4 | 60.127
BWFL 22 (CP) | 1P-Q02-0001786 | InflowSense | 2022-01-04 10:26 | 2023-11-15 | Inactive |  |  |  | 629540233 | FH | 2005 | 2302 | 2022-03-26 | 364279.857 | 176760.132 | -2.533 | 51.4778 | 60.527 | -0.45 | 60.077
BWFL 22 (CP) | 1P-E03-0000105 | InflowSense | 2024-02-08 |  | Active | 2024-01-18 | 1 | -0.61 | 629540233 | FH | 2005 | 2302 | 2022-03-26 | 364279.857 | 176760.132 | -2.533 | 51.4778 | 60.527 | -0.45 | 60.077
BWFL 23 | 1P-Q02-0001625 | InflowSense | 2021-03-26 | 2023-05-22 | Inactive | 2022-01-04 12:14 | 1 | -0.25 | 178193258 | WO | 2005 | 2303 | 2022-04-01 | 364111.972 | 175683.153 | -2.5353 | 51.4681 | 66.436 | -0.45 | 65.986
BWFL 23 | 1P-E03-0000137 | InflowSense | 2023-05-22 | 2024-02-08 | Inactive |  |  |  | 178193258 | WO | 2005 | 2303 | 2022-04-01 | 364111.972 | 175683.153 | -2.5353 | 51.4681 | 66.436 | -0.45 | 65.986
BWFL 23 | 1P-E03-0000089 | InflowSense | 2024-02-08 |  | Active | 2024-01-18 | 1 | 0.13 | 178193258 | WO | 2005 | 2303 | 2022-04-01 | 364111.972 | 175683.153 | -2.5353 | 51.4681 | 66.436 | -0.45 | 65.986
BWFL 24 | 1P-Q02-0001632 | InflowSense | 2021-03-23 | 2022-03-31 18:08 | Inactive |  |  |  | 9536795 | WO | 2296 | 2294 |  | 364533.695 | 178777.338 | -2.5296 | 51.4959 | 47 | -0.3 | 46.7
BWFL 24 | 1P-Q02-0001644 | InflowSense | 2022-03-31 18:08 | 2023-04-10 | Inactive |  |  |  | 9536795 | WO | 2296 | 2294 | 2022-03-31 | 364533.695 | 178777.338 | -2.5296 | 51.4959 | 47 | -0.3 | 46.7
BWFL 24 | 1P-Q02-0001643 | InflowSense | 2024-02-07 |  | Active | 2024-01-18 | 1 | 0.02 | 9536795 | WO | 2296 | 2294 |  | 364533.695 | 178777.338 | -2.5296 | 51.4959 | 47 | -0.3 | 46.7
BWFL 25 | 1P-Q02-0001644 | InflowSense | 2021-03-23 | 2022-03-02 09:30 | Inactive |  |  |  | 124249913 | WO | 2296 | 2297 | 2021-03-23 09:43 | 363161.252 | 178860.346 | -2.5494 | 51.4966 | 82.029 | -0.2 | 81.829
BWFL 25 | 1P-Q02-0001637 | InflowSense | 2022-03-02 09:30 | 2022-03-31 08:54 | Inactive |  |  |  | 124249913 | WO | 2296 | 2297 |  | 363161.252 | 178860.346 | -2.5494 | 51.4966 | 82.029 | -0.2 | 81.829
BWFL 25 | 1P-E03-0000747 | InflowSense | 2022-03-31 08:54 | 2022-10-18 | Inactive |  |  |  | 124249913 | WO | 2296 | 2297 |  | 363161.252 | 178860.346 | -2.5494 | 51.4966 | 82.029 | -0.2 | 81.829
BWFL 25 | 1P-L01-0005918 | InflowSense | 2022-10-18 | 2024-02-07 | Inactive |  |  |  | 124249913 | WO | 2296 | 2297 |  | 363161.252 | 178860.346 | -2.5494 | 51.4966 | 82.029 | -0.2 | 81.829
BWFL 25 | 1P-E03-0000749 | InflowSense | 2024-02-07 |  | Active | 2024-01-18 | 1 | 0.35 | 124249913 | WO | 2296 | 2297 |  | 363161.252 | 178860.346 | -2.5494 | 51.4966 | 82.029 | -0.2 | 81.829
BWFL 26 | 1P-Q02-0001624 | InflowSense | 2021-03-26 | 2023-11-15 | Inactive | 2022-01-04 10:47 | 1 | 0.5 | 9536810 | WO | 2005 | 2301 | 2022-04-01 | 364990.346 | 176542.446 | -2.5228 | 51.4759 | 71.586 | -0.3 | 71.286
BWFL 26 | 1P-Q03-0004092 | InflowSense | 2024-02-08 |  | Active | 2024-01-18 | 1 | 0.81 | 9536810 | WO | 2005 | 2301 | 2022-04-01 | 364990.346 | 176542.446 | -2.5228 | 51.4759 | 71.586 | -0.3 | 71.286
BWFL 27 | 1P-Q02-0001646 | InflowSense | 2021-03-23 | 2022-10-18 | Inactive | 2022-03-31 10:14 | 1 | 0 | 9536602 | FH | 2296 | 2294 | 2021-03-23 09:43 | 364129.89 | 178083.233 | -2.5353 | 51.4897 | 44.683 | -0.3 | 44.383
BWFL 27 | 1P-L01-0005930 | InflowSense | 2022-10-18 | 2024-02-07 | Inactive |  |  |  | 9536602 | FH | 2296 | 2294 | 2021-03-23 09:43 | 364129.89 | 178083.233 | -2.5353 | 51.4897 | 44.683 | -0.3 | 44.383
BWFL 27 | 1P-Q02-0001779 | InflowSense | 2024-02-07 |  | Active | 2024-01-18 | 1 | 0.46 | 9536602 | FH | 2296 | 2294 | 2021-03-23 09:43 | 364129.89 | 178083.233 | -2.5353 | 51.4897 | 44.683 | -0.3 | 44.383
BWFL 28 | 1P-Q03-0003903 | InflowSense | 2021-03-23 | 2022-09-04 | Inactive | 2022-03-31 10:24 | 1 | 0 | 9536588 | FH | 2296 | 2294 | 2021-03-23 09:43 | 363947 | 178071.946 | -2.5379 | 51.4896 | 43.477 | -0.3 | 43.177
BWFL 28 | 1P-E03-0000755 | InflowSense | 2022-05-09 | 2022-11-03 | Inactive |  |  |  | 9536588 | FH | 2296 | 2294 | 2021-03-23 09:43 | 363947 | 178071.946 | -2.5379 | 51.4896 | 43.477 | -0.3 | 43.177
BWFL 28 | 1P-L01-0007045 | InflowSense | 2022-11-03 | 2024-02-07 | Inactive |  |  |  | 9536588 | FH | 2296 | 2294 | 2021-03-23 09:43 | 363947 | 178071.946 | -2.5379 | 51.4896 | 43.477 | -0.3 | 43.177
BWFL 28 | 1P-Q02-0001918 | InflowSense | 2024-02-07 |  | Active | 2024-01-18 | 1 | 0.04 | 9536588 | FH | 2296 | 2294 | 2021-03-23 09:43 | 363947 | 178071.946 | -2.5379 | 51.4896 | 43.477 | -0.3 | 43.177
BWFL 29 | 1P-Q02-0001786 | InflowSense | 2021-03-26 | 2022-03-02 | Inactive |  |  |  | 9536730 | FH | 2296 | 2304 |  | 363073.569 | 176016.454 | -2.5332 | 51.4819 | 58.959 | -0.2 | 58.759
BWFL 29 | 1P-E03-0000705 | InflowSense | 2022-03-02 | 2022-03-31 15:23 | Inactive |  |  |  | 9536730 | FH | 2296 | 2304 |  | 363073.569 | 176016.454 | -2.5332 | 51.4819 | 58.959 | -0.2 | 58.759
BWFL 29 | 1P-E03-0000760 | InflowSense | 2022-03-31 15:23 | 2022-10-18 | Inactive |  |  |  | 9536730 | FH | 2296 | 2304 | 2022-03-31 | 363073.569 | 176016.454 | -2.5332 | 51.4819 | 58.937 | -0.2 | 58.737
BWFL 29 | 1P-Q02-0001632 | InflowSense | 2022-10-18 | 2023-11-15 | Inactive |  |  |  | 9536730 | FH | 2296 | 2304 | 2022-03-31 | 363073.569 | 176016.454 | -2.5332 | 51.4819 | 58.937 | -0.2 | 58.737
BWFL 29 | 1P-E03-0000760 | InflowSense | 2024-02-08 |  | Active | 2024-01-18 | 1 | 0.11 | 9536730 | FH | 2296 | 2304 | 2022-03-31 | 363073.569 | 176016.454 | -2.5332 | 51.4819 | 58.937 | -0.2 | 58.737
BWFL 30 | 1P-Q02-0001641 | InflowSense | 2021-03-26 | 2022-10-18 | Inactive | 2022-01-04 13:19 | 1 | 0 | 11916872 | WO | 2005 | 2301 | 2022-04-01 | 364308.804 | 176491.834 | -2.5326 | 51.4754 | 67.798 | -0.3 | 67.498
BWFL 30 | 1P-E03-0000088 | InflowSense | 2022-10-18 | 2023-08-18 | Inactive |  |  |  | 11916872 | WO | 2005 | 2301 | 2022-04-01 | 364308.804 | 176491.834 | -2.5326 | 51.4754 | 67.798 | -0.3 | 67.498
BWFL 30 | 1P-E03-0000746 | InflowSense | 2024-02-09 |  | Active | 2024-01-18 | 1 | -0.19 | 11916872 | WO | 2005 | 2301 | 2022-04-01 | 364308.804 | 176491.834 | -2.5326 | 51.4754 | 67.798 | -0.3 | 67.498
BWFL 35 | 1P-Q03-0004090 | InflowSense | 2021-03-26 | 2021-03-26 | Inactive | 2022-01-04 12:54 | 1 | -0.25 | 622141413 | FH | 2005 | 2301 | 2022-04-01 | 363839.039 | 176315.743 | -2.5393 | 51.4738 | 59.585 | -0.4 | 59.185
BWFL 35 | 1P-Q03-0003806 | InflowSense | 2021-03-26 | 2023-11-15 | Inactive |  |  |  | 622141413 | FH | 2005 | 2301 | 2022-04-01 | 363839.039 | 176315.743 | -2.5393 | 51.4738 | 59.585 | -0.4 | 59.185
BWFL 35 | 1P-Q03-0004090 | InflowSense | 2024-02-09 |  | Active | 2024-01-18 | 1 | -0.08 | 622141413 | FH | 2005 | 2301 | 2022-04-01 | 363839.039 | 176315.743 | -2.5393 | 51.4738 | 59.585 | -0.4 | 59.185
BWFL 36 | 1P-E03-0000759 | InflowSense | 2021-03-26 | 2022-10-18 | Inactive | 2022-01-04 14:12 | 1 | -0.3 | 9536358 | FH | 2296 | 2293 | 2022-04-01 | 363375.34 | 177010.262 | -2.5461 | 51.48 | 37.173 | -0.45 | 36.723
BWFL 36 | 1P-Q02-0001643 | InflowSense | 2022-10-18 | 2023-05-18 | Inactive |  |  |  | 9536358 | FH | 2296 | 2293 | 2022-04-01 | 363375.34 | 177010.262 | -2.5461 | 51.48 | 37.173 | -0.45 | 36.723
BWFL 36 | 1P-Q04-0005333 | InflowSense | 2023-05-18 | 2023-11-15 | Inactive |  |  |  | 9536358 | FH | 2296 | 2293 | 2022-04-01 | 363375.34 | 177010.262 | -2.5461 | 51.48 | 37.173 | -0.45 | 36.723
BWFL 36 | 1P-Q03-0004089 | InflowSense | 2024-02-09 |  | Active | 2024-01-18 | 1 | 0.06 | 9536358 | FH | 2296 | 2293 | 2022-04-01 | 363375.34 | 177010.262 | -2.5461 | 51.48 | 37.173 | -0.45 | 36.723
BWFL 39 | 1P-Q02-0001635 | InflowSense | 2021-03-26 | 2022-03-31 12:14 | Inactive |  |  |  | 9537015 | FH | 2005 | 2332 |  | 365358.853 | 176483.528 | -2.5174 | 51.4754 | 81.182 | -0.2 | 80.982
BWFL 39 | 1P-E03-0000742 | InflowSense | 2022-03-31 12:14 | 2023-10-15 | Inactive |  |  |  | 9537015 | FH | 2005 | 2332 | 2022-03-31 | 365358.853 | 176483.528 | -2.5174 | 51.4754 | 81.207 | -0.2 | 81.007
BWFL 39 | 1P-E03-0000269 | InflowSense | 2024-02-08 |  | Active | 2024-01-18 | 1 | -0.18 | 9537015 | FH | 2005 | 2332 | 2022-03-31 | 365358.853 | 176483.528 | -2.5174 | 51.4754 | 81.207 | -0.2 | 81.007
BWFL 41 | 1P-Q02-0001643 | InflowSense | 2021-03-26 | 2022-03-31 15:06 | Inactive |  |  |  | 9536562 | WO | 2005 | 2302 |  | 364171.536 | 177259.261 | -2.5346 | 51.4823 | 58.011 | -0.15 | 57.861
BWFL 41 | 1P-Q04-0005348 | InflowSense | 2022-03-31 15:06 | 2022-10-18 | Inactive |  |  |  | 9536562 | WO | 2005 | 2302 | 2022-03-31 | 364171.536 | 177259.261 | -2.5346 | 51.4823 | 57.966 | -0.15 | 57.816
BWFL 41 | 1P-Q02-0001626 | InflowSense | 2022-10-18 | 2023-11-15 | Inactive |  |  |  | 9536562 | WO | 2005 | 2302 | 2022-03-31 | 364171.536 | 177259.261 | -2.5346 | 51.4823 | 57.966 | -0.15 | 57.816
BWFL 41 | 1P-Q02-0001646 | InflowSense | 2024-02-08 |  | Active | 2024-01-18 | 1 | -0.06 | 9536562 | WO | 2005 | 2302 | 2022-03-31 | 364171.536 | 177259.261 | -2.5346 | 51.4823 | 57.966 | -0.15 | 57.816
BWFL 42 | 1P-Q02-0001645 | InflowSense | 2021-03-26 14:00 | 2022-10-18 | Inactive | 2022-01-04 12:29 | 1 | 0 | 9531789 | FH | 2005 | 2301 | 2022-04-01 | 364356.985 | 176082.657 | -2.5318 | 51.4717 | 67.502 | -0.3 | 67.202
BWFL 42 | 1P-Q03-0003897 | InflowSense | 2022-10-18 | 2023-11-15 | Inactive |  |  |  | 9531789 | FH | 2005 | 2301 | 2022-04-01 | 364356.985 | 176082.657 | -2.5318 | 51.4717 | 67.502 | -0.3 | 67.202
BWFL 42 | 1P-E03-0000756 | InflowSense | 2024-02-09 |  | Active | 2024-01-18 | 1 | 0.05 | 9531789 | FH | 2005 | 2301 | 2022-04-01 | 364356.985 | 176082.657 | -2.5318 | 51.4717 | 67.502 | -0.3 | 67.202
BWFL 43 | 1P-Q03-0004092 | InflowSense | 2021-03-26 | 2021-10-19 | Inactive |  |  |  | 9536347 | FH | 2005 | 2302 |  | 362218.416 | 175697.575 | -2.5454 | 51.479 | 33.865 | -0.1 | 33.765
BWFL 43 | 1P-E03-0000118 | InflowSense | 2021-10-19 | 2022-03-31 14:43 | Inactive |  |  |  | 9536347 | FH | 2005 | 2302 |  | 363418.416 | 176897.575 | -2.5454 | 51.479 | 33.865 | -0.1 | 33.765
BWFL 43 | 1P-E03-0000102 | InflowSense | 2022-03-31 14:43 | 2022-10-18 | Inactive |  |  |  | 9536347 | FH | 2005 | 2302 | 2022-03-31 | 363418.416 | 176897.575 | -2.5454 | 51.479 | 33.854 | -0.1 | 33.754
BWFL 43 | 1P-Q03-0003693 | InflowSense | 2022-10-18 | 2023-11-15 | Inactive |  |  |  | 9536347 | FH | 2005 | 2302 | 2022-03-31 | 363418.416 | 176897.575 | -2.5454 | 51.479 | 33.854 | -0.1 | 33.754
BWFL 43 | 1P-Q03-0004100 | InflowSense | 2024-02-09 |  | Active | 2024-01-18 | 1 | 0.01 | 9536347 | FH | 2005 | 2302 | 2022-03-31 | 363418.416 | 176897.575 | -2.5454 | 51.479 | 33.854 | -0.1 | 33.754
BWFL 44 | 1P-E03-0000755 | InflowSense | 2021-03-26 | 2022-04-01 11:03 | Inactive |  |  |  | 9536873 | FH | 2005 | 2332 |  | 365131.989 | 176724.33 | -2.5207 | 51.4775 | 68.732 | -0.2 | 68.532
BWFL 44 | 1P-Q03-0004100 | InflowSense | 2022-04-01 11:03 | 2023-05-22 | Inactive |  |  |  | 9536873 | FH | 2005 | 2332 | 2022-04-01 | 365131.989 | 176724.33 | -2.5207 | 51.4775 | 68.69 | -0.2 | 68.49
BWFL 44 | 1P-Q03-0003887 | InflowSense | 2023-05-22 | 2024-02-08 | Inactive |  |  |  | 9536873 | FH | 2005 | 2332 | 2022-04-01 | 365131.989 | 176724.33 | -2.5207 | 51.4775 | 68.69 | -0.2 | 68.49
BWFL 44 | 1P-Q02-0001796 | InflowSense | 2024-02-08 |  | Active | 2024-01-18 | 1 | -0.04 | 9536873 | FH | 2005 | 2332 | 2022-04-01 | 365131.989 | 176724.33 | -2.5207 | 51.4775 | 68.69 | -0.2 | 68.49
BWFL 53 | 1P-Q02-0001490 | InflowSense | 2021-03-26 | 2022-01-20 | Inactive |  |  |  | 667495285 | FH | 2005 | 2303 |  | 364289.568 | 175895.6 | -2.5328 | 51.47 | 65.494 | -0.45 | 65.044
BWFL 53 | 1P-Q02-0001651 | InflowSense | 2022-01-20 | 2022-03-31 13:45 | Inactive |  |  |  | 667495285 | FH | 2005 | 2303 |  | 364289.568 | 175895.6 | -2.5328 | 51.47 | 65.494 | -0.45 | 65.044
BWFL 53 | 1P-L01-0007074 | InflowSense | 2022-03-31 13:45 | 2023-11-15 | Inactive |  |  |  | 667495285 | FH | 2005 | 2303 | 2022-03-31 | 364289.568 | 175895.6 | -2.5328 | 51.47 | 65.49 | -0.45 | 65.04
BWFL 53 | 1P-Q03-0004097 | InflowSense | 2024-02-08 |  | Active | 2024-01-18 | 1 | -0.01 | 667495285 | FH | 2005 | 2303 | 2022-03-31 | 364289.568 | 175895.6 | -2.5328 | 51.47 | 65.49 | -0.45 | 65.04
BWFL 56 | n/r | InflowSense | 2021-03-29 | 2022-03-31 14:21 | Inactive |  |  |  |  | WO | Outside of BWFL |  |  | 363525.122 | 176641.974 | -2.5439 | 51.4767 | 46.351 | -0.25 | 46.101
BWFL 56 | 1P-E03-0000712 | InflowSense | 2022-03-31 14:21 | 2023-11-01 | Inactive |  |  |  |  | WO | Outside of BWFL |  | 2022-03-31 | 363525.122 | 176641.974 | -2.5439 | 51.4767 | 46.378 | -0.25 | 46.128
BWFL 56 | 1P-E03-0000737 | InflowSense | 2024-02-09 |  | Active | 2024-01-18 | 1 | 0.27 |  | WO | Outside of BWFL |  | 2022-03-31 | 363525.122 | 176641.974 | -2.5439 | 51.4767 | 46.378 | -0.25 | 46.128
BWFL 57 | 1P-Q03-0004091 | InflowSense | 2024-02-09 |  | Active | 2024-01-18 | 1 | -0.39 |  | WO | Outside of BWFL |  |  | 363523.788 | 176640.257 | -2.5439 | 51.4767 | 46.351 | -0.25 | 46.101
BWFL 95 | 1P-Q02-0001628 | InflowSense | 2021-03-26 | 2023-04-11 | Inactive | 2022-03-31 15:53 | 1 | 0.5 | 9536686 | FH | Outside of BWFL |  | 2022-03-31 | 363422.711 | 175878.121 | -2.5281 | 51.4807 | 57.977 | -0.25 | 57.727
BWFL 95 | 1P-E03-0000759 | InflowSense | 2024-02-08 |  | Active | 2024-01-18 | 1 | -0.2 | 9536686 | FH | Outside of BWFL |  | 2022-03-31 | 363422.711 | 175878.121 | -2.5281 | 51.4807 | 57.977 | -0.25 | 57.727
BWFL 96 | 1P-Q03-0004100 | InflowSense | 2021-03-26 | 2021-06-15 | Inactive |  |  |  | 9536711 | FH | 2005 | 2302 | 2021-03-26 | 364293.245 | 177006.493 | -2.5328 | 51.48 | 56.176 | -0.3 | 55.876
BWFL 96 | 1P-Q03-0004095 | InflowSense | 2021-06-15 | 2022-12-18 | Inactive | 2022-03-31 15:53 | 1 | 0 | 9536711 | FH | 2005 | 2302 | 2021-03-26 | 364293.245 | 177006.493 | -2.5328 | 51.48 | 56.175 | -0.3 | 55.875
BWFL 96 | 1P-E03-0000101 | InflowSense | 2022-12-18 | 2023-05-24 | Inactive |  |  |  | 9536711 | FH | 2005 | 2302 | 2021-03-26 | 364293.245 | 177006.493 | -2.5328 | 51.48 | 56.175 | -0.3 | 55.875
BWFL 96 | 1P-E03-0000755 | InflowSense | 2024-02-08 |  | Active | 2024-01-18 | 1 | 0.28 | 9536711 | FH | 2005 | 2302 | 2021-03-26 | 364293.245 | 177006.493 | -2.5328 | 51.48 | 56.175 | -0.3 | 55.875
BWFL_A08 | 1P-Q02-0001788 | InflowSense | 2021-03-23 10:01 | 2023-03-24 | Inactive | 2022-03-31 09:35 | 1 | 0 | 43708546 | FH | 2296 | 2297 | 2021-03-23 10:01 | 363779.994 | 179602.165 | -2.5405 | 51.5033 | 65.775 | -0.2 | 65.575
BWFL_A08 | 1P-Q03-0003814 | InflowSense | 2024-02-07 |  | Active | 2024-01-18 | 1 | -0.3 | 43708546 | FH | 2296 | 2297 | 2021-03-23 10:01 | 363779.994 | 179602.165 | -2.5405 | 51.5033 | 65.775 | -0.2 | 65.575
BWFL_A09 | 1P-Q02-0001647 | InflowSense | 2021-03-23 11:00 | 2022-10-18 | Inactive | 2022-03-31 09:12 | 1 | 0 | 276231889 | WO | 2296 | 2297 | 2021-03-23 10:01 | 363405.798 | 178674.192 | -2.5458 | 51.4949 | 70.976 | -0.3 | 70.676
BWFL_A09 | 1P-L01-0005931 | InflowSense | 2022-10-18 | 2024-02-07 | Inactive |  |  |  | 276231889 | WO | 2296 | 2297 | 2021-03-23 10:01 | 363405.798 | 178674.192 | -2.5458 | 51.4949 | 70.976 | -0.3 | 70.676
BWFL_A09 | 1P-Q02-0001805 | InflowSense | 2024-02-07 |  | Active |  | 1 | 0 | 276231889 | WO | 2296 | 2297 | 2021-03-23 10:01 | 363405.798 | 178674.192 | -2.5458 | 51.4949 | 70.976 | -0.3 | 70.676
BWFL_A10 | 1P-Q03-0004094 | InflowSense | 2021-03-23 | 2022-03-31 16:56 | Inactive |  |  |  | 9536394 | FH | 2296 | 2293 | 2022-03-31 | 363306.079 | 177684.557 | -2.5471 | 51.486 | 16.468 | -0.45 | 16.018
BWFL_A10 | 1P-Q02-0002241 | InflowSense | 2022-03-31 16:56 | 2023-09-12 | Inactive |  |  |  | 9536394 | FH | 2296 | 2293 | 2022-03-31 | 363306.079 | 177684.557 | -2.5471 | 51.486 | 16.455 | -0.45 | 16.005
BWFL_A10 | 1P-E03-0000263 | InflowSense | 2024-02-07 |  | Active | 2024-01-18 | 1 | 0.1 | 9536394 | FH | 2296 | 2293 | 2022-03-31 | 363306.079 | 177684.557 | -2.5471 | 51.486 | 16.455 | -0.45 | 16.005
BWFL_A01R | 1P-Q02-0001787 | InflowSense | 2021-03-29 | 2022-10-18 | Inactive | 2022-03-31 15:35 | 1 | 0 | 9536548 | FH | 2005 | 2302 | 2022-03-31 | 364141.558 | 177090.071 | -2.535 | 51.4807 | 48.005 | -0.3 | 47.705
BWFL_A01R | 1P-L01-0007053 | InflowSense | 2022-10-18 | 2024-02-08 | Inactive |  |  |  | 9536548 | FH | 2005 | 2302 | 2022-03-31 | 364141.558 | 177090.071 | -2.535 | 51.4807 | 48.005 | -0.3 | 47.705
BWFL_A01R | 1P-E03-0000139 | InflowSense | 2024-02-08 |  | Active | 2024-01-18 | 1 | 0.29 | 9536548 | FH | 2005 | 2302 | 2022-03-31 | 364141.558 | 177090.071 | -2.535 | 51.4807 | 48.005 | -0.3 | 47.705
BWFL_A02 | 1P-Q03-0004096 | InflowSense | 2021-03-26 | 2022-01-20 | Inactive |  |  |  |  | WO | Outside of BWFL |  |  | 364529.116 | 178431.619 | -2.5296 | 51.4928 | 44.988 | -0.3 | 44.688
BWFL_A02 | 1P-E03-0000107 | InflowSense | 2022-01-20 | 2023-10-23 | Inactive | 2022-03-31 17:45 | 1 | 0 |  | WO | Outside of BWFL |  | 2022-03-31 | 364529.116 | 178431.619 | -2.5296 | 51.4928 | 44.969 | -0.3 | 44.669
BWFL_A12 | 1P-Q03-0004091 | InflowSense | 2021-03-23 | 2021-03-29 | Inactive |  |  |  | 9536614 | FH | 2296 | 2294 |  | 364127.514 | 178299.042 | -2.5354 | 51.4916 | 42.232 | -0.4 | 41.832
BWFL_A12 | 1P-Q03-0004091 | InflowSense | 2021-03-29 | 2022-12-18 | Inactive | 2022-03-31 10:42 | 1 | -0.3 | 9536614 | FH | 2296 | 2294 | 2021-03-29 | 364127.514 | 178299.042 | -2.5354 | 51.4916 | 44.797 | -0.3 | 44.497
BWFL_A12 | 1P-Q03-0004099 | InflowSense | 2022-12-18 | 2023-05-18 | Inactive |  |  |  | 9536614 | FH | 2296 | 2294 | 2021-03-29 | 364127.514 | 178299.042 | -2.5354 | 51.4916 | 44.797 | -0.3 | 44.497
BWFL_A12 | 1P-L01-0005933 | InflowSense | 2024-02-07 |  | Active | 2024-01-18 | 1 | -0.16 | 9536614 | FH | 2296 | 2294 | 2021-03-29 | 364127.514 | 178299.042 | -2.5354 | 51.4916 | 44.797 | -0.3 | 44.497
BWFL_A03 | 1P-Q03-0004097 | InflowSense | 2021-03-26 | 2022-09-05 | Inactive | 2022-03-31 09:51 | 1 | 0 | 673829229 | WO | 2296 | 2287 | 2021-03-26 | 363802.852 | 178950.513 | -2.5401 | 51.4975 | 76.381 | -0.7 | 75.681
BWFL_A03 | 1P-L01-0008016 | InflowSense | 2022-09-05 | 2023-05-23 | Inactive |  |  |  | 673829229 | WO | 2296 | 2287 | 2021-03-26 | 363802.852 | 178950.513 | -2.5401 | 51.4975 | 76.381 | -0.7 | 75.681
BWFL_A03 | 1P-Q03-0004094 | InflowSense | 2024-02-07 |  | Active | 2024-01-18 | 1 | -0.05 | 673829229 | WO | 2296 | 2287 | 2021-03-26 | 363802.852 | 178950.513 | -2.5401 | 51.4975 | 76.381 | -0.7 | 75.681
New Station Way PRV (CC) | 1P-E03-0000086 | InflowSense | 2021-03-23 | 2023-09-08 | Inactive | 2022-01-04 09:53 | 1 | -0.45 | 640648087-623990697 | DBV |  |  | 2022-04-01 | 364550.142 | 176793.28 | -2.5291 | 51.4781 | 64.319 | -0.55 | 63.769
New Station Way PRV (CC) | 1P-Q02-0001623 | InflowSense | 2024-02-08 |  | Active | 2024-01-18 | 1 | -0.19 | 640648087-623990697 | DBV |  |  | 2022-04-01 | 364550.142 | 176793.28 | -2.5291 | 51.4781 | 64.319 | -0.55 | 63.769
New Station Way PRV (inlet) | New Station Way TS-RT | InfraSense RT | 2021-03-23 |  | Active | 2022-01-04 10:03 | 1 | 0 | 640648087-623990697 | DBV | 2296 | 2304 | 2022-04-01 | 364550.142 | 176793.28 | -2.5291 | 51.4781 | 64.319 | -0.55 | 63.769
New Station Way PRV (outlet) | New Station Way TS-RT | InfraSense RT | 2021-03-23 |  | Active | 2022-01-04 10:05 | 1 | 0 | 627442807-623990697 | DBV | 2005 | 2301 | 2022-04-01 | 364550.142 | 176793.28 | -2.5291 | 51.4781 | 64.319 | -0.55 | 63.769
Lodge Causeway PRV (inlet) | 1P-Q02-0001650 | InflowSense | 2021-03-26 | 2022-12-17 | Inactive | 2022-03-30 11:40 | 1 | 0 | 579829886-9638196 | PRV | 2005 | 2301 | 2021-03-26 | 364021.241 | 176683.716 | -2.5367 | 51.4771 | 58.399 | 0.4 | 58.799
Lodge Causeway PRV (inlet) | 1P-Q02-0001882 | InflowSense | 2024-02-07 | 2024-05-01 | Inactive |  | 1 | 0 | 579829886-9638196 | PRV | 2005 | 2301 | 2021-03-26 | 364021.241 | 176683.716 | -2.5367 | 51.4771 | 58.399 | 0.4 | 58.799
Lodge Causeway PRV (inlet) | 1P-L01-0007049 | InflowSense | 2024-05-02 |  | Active |  | 1 | 0 | 579829886-9638196 | PRV | 2005 | 2301 | 2021-03-27 | 364021.241 | 176683.716 | -2.5367 | 51.4771 | 58.399 | 0.4 | 58.799
Lodge Causeway PRV (outlet) | 1P-Q02-0001640 | InflowSense | 2021-03-26 | 2023-04-28 | Inactive | 2022-03-30 11:40 | 1 | 0.45 | 616353018-579829886 | PRV | 2005 | 2302 | 2021-03-26 | 364021.241 | 176683.716 | -2.5367 | 51.4771 | 58.399 | 0.4 | 58.799
Lodge Causeway PRV (outlet) | 1P-Q02-0001878 | InflowSense | 2024-02-07 | 2024-05-01 | Inactive |  | 1 | 0 | 616353018-579829886 | PRV | 2005 | 2302 | 2021-03-26 | 364021.241 | 176683.716 | -2.5367 | 51.4771 | 58.399 | 0.4 | 58.799
Lodge Causeway PRV (outlet) | 1P-L01-0007048 | InflowSense | 2024-05-02 |  | Active |  | 1 | 0 | 616353018-579829886 | PRV | 2005 | 2302 | 2021-03-27 | 364021.241 | 176683.716 | -2.5367 | 51.4771 | 58.399 | 0.4 | 58.799
Lodge Causeway PRV (CC) | 1P-Q03-0004102 | InflowSense | 2021-03-26 | 2023-01-16 | Inactive | 2022-03-30 11:40 | 1 | 0 | 579829886-9638196 | PRV |  |  | 2021-03-26 | 364021.241 | 176683.716 | -2.5367 | 51.4771 | 58.399 | 0.4 | 58.799
Lodge Causeway PRV (CC) | 1P-L01-0005932 | InflowSense | 2024-02-07 |  | Active | 2022-01-04 10:05 | 1 | 0.13 | 579829886-9638196 | PRV |  |  | 2021-03-26 | 364021.241 | 176683.716 | -2.5367 | 51.4771 | 58.399 | 0.4 | 58.799
Yate Rd (Iron Acton PRV) | 1P-Q02-0001796 | InflowSense | 2021-03-23 | 2022-10-19 | Inactive | 2022-03-30 15:46 | 1 | 0 |  | PRV | Outside of BWFL |  | 2021-03-23 | 369645.476 | 184680.438 | -2.4565 | 51.5493 | 68.49 | 0 | 68.49
Yate Rd (Iron Acton PRV) | 1P-E03-0000084 | InflowSense | 2022-10-19 |  | Active | 2022-03-30 15:46 | 1 | 0 |  | PRV | Outside of BWFL |  | 2021-03-23 | 369645.476 | 184680.438 | -2.4565 | 51.5493 | 68.49 | 0 | 68.49
Willy Wicket Pub | 1P-E03-0000750 | InflowSense | 2021-03-23 | 2021-03-23 | Inactive | 2022-03-30 15:16 | 1 | 0.15 |  | PRV | Outside of BWFL |  | 2021-03-23 | 367346.599 | 179773.779 | -2.4891 | 51.5051 | 47.381 | 0 | 47.381
Mill Lane | 1P-Q03-0003698 | InflowSense | 2021-03-23 | 2021-03-23 | Inactive |  |  |  |  | FM | Outside of BWFL |  | 2021-03-23 | 369835.521 | 194475.692 | -2.4546 | 51.6374 | 23.483 | 0 | 23.483
Purton_A10 | 1P-Q03-0004088 | InflowSense | 2021-03-29 | 2021-03-23 | Inactive | 2022-01-04 14:55 | 1 | -0.2 |  | WO | Outside of BWFL |  | 2022-04-01 | 361229.322 | 182606.197 | -2.5776 | 51.5301 | 76.498 | -0.4 | 76.098
Coldharbour Lane PRV (outlet) | 1P-E03-0000734 | InflowSense | 2024-02-07 |  | Active | 2024-01-18 | 1 | -0.2 | 733663782-656061690 | PRV | 2296 | 2297 | 2025-02-07 | 362334.6 | 178021 | -2.544 | 51.4999 | 65.9 | -0.4 | 65.5

## Sheet1
asset id | x | y | x_wgs84 | y_wgs84
537166527 | 354205.64 | 168428.06 | 51.413 | -2.6599
9541025 | 354335.35 | 168399.86 | 51.4128 | -2.658
535215010 | 354345.7 | 168389.46 | 51.4127 | -2.6579
535215032 | 354575.05 | 168400.8 | 51.4128 | -2.6545
9541026 | 354583.94 | 168411.09 | 51.4129 | -2.6544
148993582 | 354728.93 | 168418.9 | 51.413 | -2.6523
535215054 | 354729.13 | 168405.61 | 51.4128 | -2.6523
535215075 | 354869.16 | 168335.32 | 51.4122 | -2.6503
9541027 | 354956.6 | 168427.8 | 51.4131 | -2.6491
9541063 | 355355.15 | 168439.36 | 51.4132 | -2.6433
161654401 | 355365.38 | 185156.77 | 51.5635 | -2.6453
535215241 | 355382.33 | 168332.2 | 51.4122 | -2.6429
9549849 | 355438.3 | 185100.78 | 51.563 | -2.6443
616639941 | 355443.26 | 185211.97 | 51.564 | -2.6442
9549844 | 355497.84 | 185152.65 | 51.5635 | -2.6434
9549848 | 355563.02 | 185034.25 | 51.5624 | -2.6424
9549846 | 355564.97 | 185066.71 | 51.5627 | -2.6424
9549847 | 355615.75 | 185034.55 | 51.5624 | -2.6417
22466038 | 355649.78 | 184983.07 | 51.562 | -2.6412
646054818 | 355670.78 | 186837.01 | 51.5786 | -2.6411
9549873 | 355703.48 | 187014.32 | 51.5802 | -2.6407
22685368 | 355715.56 | 184967.66 | 51.5618 | -2.6402
9541064 | 355742.19 | 168360.6 | 51.4125 | -2.6378
22458541 | 355742.92 | 184967.72 | 51.5618 | -2.6398
23492502 | 355762.1 | 185842.46 | 51.5697 | -2.6397
9541065 | 355763.43 | 168373.89 | 51.4126 | -2.6375
662918458 | 355781.91 | 185020.66 | 51.5623 | -2.6393
28771248 | 355811.72 | 184902.39 | 51.5613 | -2.6388
9549845 | 355811.35 | 185007.98 | 51.5622 | -2.6389
535215328 | 355860.07 | 168352.01 | 51.4125 | -2.6361
9541066 | 355860.94 | 168358.51 | 51.4125 | -2.6361
9549871 | 355893.52 | 186736.96 | 51.5778 | -2.6379
9550452 | 355945.59 | 184414.76 | 51.5569 | -2.6369
9549815 | 356030.8 | 186631.46 | 51.5768 | -2.6359
112011629 | 356154.32 | 186439.68 | 51.5751 | -2.6341
9549874 | 356389 | 188888.58 | 51.5971 | -2.631
535395809 | 356501.89 | 168313.58 | 51.4122 | -2.6268
535395925 | 356501.95 | 168319.44 | 51.4122 | -2.6268
535395897 | 356506.93 | 168317.89 | 51.4122 | -2.6268
535395911 | 356511.63 | 168319.88 | 51.4122 | -2.6267
535395822 | 356512.36 | 168314.29 | 51.4122 | -2.6267
91315883 | 356738.73 | 184458.76 | 51.5573 | -2.6254
9549875 | 356768.05 | 189064.47 | 51.5988 | -2.6256
535215385 | 356817.6 | 168097.73 | 51.4102 | -2.6223
535215466 | 356890.57 | 167923.65 | 51.4087 | -2.6212
36408989 | 356993.18 | 184992.52 | 51.5622 | -2.6218
9549819 | 357023.95 | 186978.57 | 51.58 | -2.6216
664704205 | 357030.97 | 168189.24 | 51.4111 | -2.6192
618322780 | 357112.61 | 185153.97 | 51.5636 | -2.6201
618322767 | 357121.96 | 185165.83 | 51.5637 | -2.62
535215508 | 357167.81 | 167674.31 | 51.4065 | -2.6172
535215497 | 357168.6 | 167678.11 | 51.4065 | -2.6172
9549878 | 357168.24 | 189045.99 | 51.5986 | -2.6198
621966057 | 357265.07 | 189527.89 | 51.6029 | -2.6184
9541430 | 357287.7 | 168265.1 | 51.4118 | -2.6155
9549885 | 357387.05 | 189415.97 | 51.602 | -2.6167
91316022 | 357395.96 | 185357.42 | 51.5655 | -2.6161
9549880 | 357400.15 | 189030.34 | 51.5985 | -2.6164
9549881 | 357426.87 | 189073.72 | 51.5989 | -2.6161
9549883 | 357442.17 | 189180.51 | 51.5998 | -2.6158
9549884 | 357557.24 | 189268.77 | 51.6006 | -2.6142
9541614 | 357565.6 | 168409.2 | 51.4131 | -2.6116
353000427 | 357582.24 | 168408.86 | 51.4131 | -2.6113
9549876 | 357616.27 | 188941.5 | 51.5977 | -2.6133
36408977 | 357624.09 | 185671.37 | 51.5683 | -2.6128
535215703 | 357829.55 | 167548 | 51.4054 | -2.6077
9549877 | 357839.07 | 188906.46 | 51.5974 | -2.6101
9541616 | 357943.1 | 168465.3 | 51.4136 | -2.6061
9549824 | 358028.06 | 187673.92 | 51.5863 | -2.6072
535215754 | 358061.65 | 167160.3 | 51.4019 | -2.6043
194074588 | 358134.68 | 168806.83 | 51.4167 | -2.6034
535215787 | 358196.66 | 167047.13 | 51.4009 | -2.6023
535215798 | 358206.02 | 167046.63 | 51.4009 | -2.6022
9549825 | 358243.16 | 187837.19 | 51.5878 | -2.6041
36408971 | 358272.09 | 185783.64 | 51.5694 | -2.6035
194074597 | 358279.42 | 168659.98 | 51.4154 | -2.6013
194074576 | 358298.69 | 168912.71 | 51.4177 | -2.6011
166673464 | 358299.26 | 168801 | 51.4167 | -2.601
9541808 | 358338.2 | 168398.4 | 51.4131 | -2.6004
179880877 | 358346.4 | 168923.96 | 51.4178 | -2.6004
523386535 | 358355.94 | 168607.65 | 51.4149 | -2.6002
9541870 | 358371.59 | 169617.4 | 51.424 | -2.6001
9541868 | 358373.53 | 169670.94 | 51.4245 | -2.6001
9541866 | 358379.39 | 169763.49 | 51.4253 | -2.6
9541872 | 358382.1 | 169564.9 | 51.4235 | -2.5999
352982912 | 358384.88 | 170303.09 | 51.4302 | -2.6
9541874 | 358388.6 | 169519.91 | 51.4231 | -2.5999
11804625 | 358391.35 | 169802.5 | 51.4257 | -2.5998
9541871 | 358393 | 169568.4 | 51.4236 | -2.5998
166673472 | 358393.85 | 168817.95 | 51.4168 | -2.5997
9541864 | 358404.88 | 169796.38 | 51.4256 | -2.5997
9541869 | 358416.35 | 169626.76 | 51.4241 | -2.5995
9541850 | 358433.4 | 169096.9 | 51.4193 | -2.5992
9541867 | 358439.8 | 169710.4 | 51.4249 | -2.5991
151084925 | 358444.95 | 169567.83 | 51.4236 | -2.5991
9541845 | 358451.38 | 169499.27 | 51.423 | -2.5989
9541849 | 358459.5 | 169099.2 | 51.4194 | -2.5988
9541846 | 358464.2 | 169499 | 51.423 | -2.5988
149281916 | 358466.98 | 168616.02 | 51.415 | -2.5986
9541847 | 358469.7 | 169493.2 | 51.4229 | -2.5987
9541860 | 358471.7 | 169929.02 | 51.4268 | -2.5987
9549826 | 358476 | 187942.64 | 51.5888 | -2.6008
166673480 | 358484.53 | 168733.46 | 51.4161 | -2.5984
586255570 | 358491.65 | 169762.12 | 51.4253 | -2.5984
9541861 | 358498.11 | 169847.75 | 51.4261 | -2.5983
9541987 | 358503.38 | 169050.85 | 51.4189 | -2.5981
9542031 | 358506.06 | 169624.78 | 51.4241 | -2.5982
9542033 | 358511.99 | 169545.84 | 51.4234 | -2.5981
9541959 | 358515.1 | 169430.4 | 51.4224 | -2.598
9542038 | 358515.7 | 169688.7 | 51.4247 | -2.598
9541995 | 358526.11 | 169989.22 | 51.4274 | -2.5979
37269187 | 358530.65 | 186305.69 | 51.5741 | -2.5998
180653341 | 358537.06 | 169351.6 | 51.4216 | -2.5977
9541984 | 358543.7 | 169067.3 | 51.4191 | -2.5976
9541950 | 358543.6 | 169389.5 | 51.422 | -2.5976
9542037 | 358550.68 | 169797.23 | 51.4257 | -2.5976
9548574 | 358550.87 | 187944.35 | 51.5888 | -2.5997
9548575 | 358551.39 | 187942.2 | 51.5888 | -2.5997
9541985 | 358554.32 | 169127.65 | 51.4196 | -2.5974
614001623 | 358554.86 | 169734.01 | 51.4251 | -2.5975
9542035 | 358555.47 | 169576.93 | 51.4237 | -2.5975
9527855 | 358561.42 | 170448.48 | 51.4315 | -2.5975
149281921 | 358565.24 | 168670.7 | 51.4155 | -2.5972
9541958 | 358569.1 | 169477.9 | 51.4228 | -2.5972
9542032 | 358574.16 | 169577.22 | 51.4237 | -2.5972
9541957 | 358583.29 | 169393.88 | 51.422 | -2.597
9541951 | 358583.7 | 169404.4 | 51.4221 | -2.597
36408955 | 358595.55 | 185828.38 | 51.5698 | -2.5988
9541997 | 358596.15 | 169873.81 | 51.4263 | -2.5969
130476696 | 358598.73 | 169551.37 | 51.4234 | -2.5968
9541996 | 358598.1 | 169944.45 | 51.427 | -2.5969
620267914 | 358601.84 | 169433.82 | 51.4224 | -2.5968
166673488 | 358602.07 | 168717.75 | 51.4159 | -2.5967
9541955 | 358604 | 169443.5 | 51.4225 | -2.5967
9541960 | 358607 | 169342.5 | 51.4216 | -2.5967
596927458 | 358613.36 | 169215.36 | 51.4204 | -2.5966
548581141 | 358619.6 | 169112.6 | 51.4195 | -2.5965
9541952 | 358619.56 | 169419.75 | 51.4223 | -2.5965
625169771 | 358620.6 | 169434.3 | 51.4224 | -2.5965
9541954 | 358622.43 | 169527.23 | 51.4232 | -2.5965
9542043 | 358622.9 | 169934.7 | 51.4269 | -2.5965
535215826 | 358629.97 | 167056.61 | 51.401 | -2.5961
9542034 | 358637.93 | 169511.1 | 51.4231 | -2.5963
9541953 | 358643 | 169474.6 | 51.4228 | -2.5962
39852916 | 358649.97 | 170112.13 | 51.4285 | -2.5962
9541998 | 358651.97 | 169929.71 | 51.4268 | -2.5961
9541991 | 358673.49 | 169372.3 | 51.4218 | -2.5957
153685475 | 358694.97 | 169372.52 | 51.4218 | -2.5954
9542012 | 358699.41 | 169542.7 | 51.4234 | -2.5954
37903701 | 358701.57 | 170070.1 | 51.4281 | -2.5954
9541983 | 358702.12 | 169162.67 | 51.42 | -2.5953
153424532 | 358710.94 | 169452.6 | 51.4226 | -2.5952
620300857 | 358713.24 | 169542.62 | 51.4234 | -2.5952
39852922 | 358716.76 | 170121.8 | 51.4286 | -2.5952
353013795 | 358719.73 | 170063.97 | 51.4281 | -2.5952
36147013 | 358720.73 | 169207.35 | 51.4204 | -2.595
9527850 | 358722.95 | 170057 | 51.428 | -2.5951
36586995 | 358723.05 | 169273.77 | 51.421 | -2.595
9541945 | 358724.84 | 168846.98 | 51.4171 | -2.5949
153685486 | 358725.32 | 169524.52 | 51.4232 | -2.595
36147044 | 358730.43 | 169162.88 | 51.42 | -2.5949
9541999 | 358732.1 | 169894.1 | 51.4265 | -2.595
36159320 | 358744.76 | 169162.98 | 51.42 | -2.5947
9541988 | 358747.68 | 169002.99 | 51.4185 | -2.5946
9541975 | 358747.5 | 169318.1 | 51.4214 | -2.5947
631165670 | 358748.24 | 169965.26 | 51.4272 | -2.5947
9527854 | 358753.45 | 170426.11 | 51.4313 | -2.5947
9542013 | 358755.95 | 169610.89 | 51.424 | -2.5946
9542018 | 358761.3 | 169583.4 | 51.4237 | -2.5945
36159396 | 358763.26 | 169241.55 | 51.4207 | -2.5944
43906700 | 358767.96 | 170121.51 | 51.4286 | -2.5945
9541921 | 358768.8 | 168423.6 | 51.4133 | -2.5943
153685461 | 358774.79 | 169406.33 | 51.4222 | -2.5943
9542001 | 358774.2 | 169993.6 | 51.4274 | -2.5944
9541981 | 358779.63 | 169156.93 | 51.4199 | -2.5942
9541940 | 358786.6 | 168187.9 | 51.4112 | -2.594
9542017 | 358787.99 | 169569.35 | 51.4236 | -2.5941
9527853 | 358790.8 | 170461.8 | 51.4316 | -2.5942
9527845 | 358794.04 | 170285.95 | 51.4301 | -2.5941
154112591 | 358794.34 | 188477.39 | 51.5936 | -2.5962
36102132 | 358798.98 | 188479.48 | 51.5936 | -2.5962
353013725 | 358803.12 | 169989.24 | 51.4274 | -2.5939
583004743 | 358804.32 | 167428.25 | 51.4044 | -2.5936
583004699 | 358806.71 | 167624.94 | 51.4061 | -2.5936
9527833 | 358806.54 | 170347.37 | 51.4306 | -2.5939
91283118 | 358807.08 | 186386.8 | 51.5748 | -2.5958
9542014 | 358810.3 | 169687.1 | 51.4247 | -2.5938
9541941 | 358814.68 | 168403.1 | 51.4131 | -2.5936
9527849 | 358814.29 | 170059.59 | 51.428 | -2.5938
9549827 | 358815.72 | 188467.98 | 51.5935 | -2.5959
597038541 | 358817.87 | 167551.9 | 51.4055 | -2.5935
9541942 | 358818 | 168426.5 | 51.4133 | -2.5935
9542000 | 358817.48 | 169858.71 | 51.4262 | -2.5937
9527846 | 358818.2 | 170198.14 | 51.4293 | -2.5937
597038454 | 358820.8 | 167577.37 | 51.4057 | -2.5934
9541989 | 358820 | 169151.8 | 51.4199 | -2.5936
9527837 | 358827.7 | 170407.6 | 51.4312 | -2.5936
583367739 | 358828.58 | 167341.41 | 51.4036 | -2.5933
597038407 | 358830.89 | 167611.71 | 51.406 | -2.5933
9541934 | 358831.26 | 168224.29 | 51.4115 | -2.5933
597038522 | 358832.91 | 167513.88 | 51.4051 | -2.5932
9541939 | 358833.5 | 168247.7 | 51.4117 | -2.5933
9541938 | 358836.9 | 168335.99 | 51.4125 | -2.5933
9541977 | 358837.5 | 169320.04 | 51.4214 | -2.5934
9551547 | 358842.99 | 191018.18 | 51.6165 | -2.5958
9541937 | 358845.6 | 168452.5 | 51.4136 | -2.5932
9542002 | 358845.77 | 169942.33 | 51.427 | -2.5933
612741198 | 358852.8 | 167264 | 51.4029 | -2.5929
613946511 | 358853.2 | 167307.43 | 51.4033 | -2.5929
597505899 | 358854.74 | 169273.39 | 51.421 | -2.5931
38047075 | 358856.86 | 169247.22 | 51.4207 | -2.5931
9541946 | 358857.74 | 168511.12 | 51.4141 | -2.593
153685466 | 358857.62 | 169374.77 | 51.4219 | -2.5931
9541994 | 358859.6 | 169252.5 | 51.4208 | -2.593
9542022 | 358859.54 | 169602.77 | 51.4239 | -2.5931
9542023 | 358860.72 | 169566.54 | 51.4236 | -2.5931
9542011 | 358860.3 | 169757.78 | 51.4253 | -2.5931
9541974 | 358862.8 | 169358.5 | 51.4217 | -2.593
153685515 | 358865.66 | 169616.23 | 51.4241 | -2.593
9527834 | 358865.18 | 170316.69 | 51.4303 | -2.5931
153424538 | 358871.43 | 169439.2 | 51.4225 | -2.5929
9527847 | 358871.54 | 170126.44 | 51.4286 | -2.593
9542003 | 358879.73 | 169955.67 | 51.4271 | -2.5928
153685480 | 358881 | 169521.9 | 51.4232 | -2.5928
9527841 | 358880.2 | 170322.3 | 51.4304 | -2.5929
9542029 | 358881.3 | 169548.7 | 51.4234 | -2.5928
37843289 | 358882.75 | 169171.11 | 51.4201 | -2.5927
9527842 | 358882 | 170229.7 | 51.4296 | -2.5928
155011176 | 358886.29 | 169275.35 | 51.421 | -2.5927
155011169 | 358890.17 | 169277.71 | 51.421 | -2.5926
153685504 | 358890.6 | 169547.3 | 51.4234 | -2.5926
37843284 | 358891.72 | 169135.13 | 51.4197 | -2.5926
9542027 | 358895.6 | 169509.8 | 51.4231 | -2.5926
153685494 | 358895.32 | 169540.19 | 51.4234 | -2.5926
9527848 | 358897.7 | 170041 | 51.4279 | -2.5926
26674430 | 358901.81 | 167221.89 | 51.4025 | -2.5922
9541971 | 358902.2 | 169361 | 51.4218 | -2.5924
9541993 | 358909 | 169236.8 | 51.4206 | -2.5923
9527835 | 358908.17 | 170403.6 | 51.4311 | -2.5925
9527852 | 358910.8 | 170047.3 | 51.4279 | -2.5924
9541944 | 358913.65 | 168984.41 | 51.4184 | -2.5922
9542004 | 358914.84 | 169892.79 | 51.4265 | -2.5923
9542010 | 358918.2 | 169805.5 | 51.4258 | -2.5923
27438898 | 358920.08 | 167283.63 | 51.4031 | -2.5919
9541969 | 358928.3 | 169467.2 | 51.4227 | -2.5921
9541978 | 358931.93 | 169290.54 | 51.4211 | -2.592
9542045 | 358932.94 | 169898.07 | 51.4266 | -2.5921
37843192 | 358934.96 | 169083.59 | 51.4193 | -2.592
9542009 | 358938.83 | 169804.77 | 51.4257 | -2.592
9527843 | 358940.97 | 170162.1 | 51.429 | -2.592
9541936 | 358945.7 | 168261.61 | 51.4119 | -2.5917
38047081 | 358946.91 | 169098.98 | 51.4194 | -2.5918
9542028 | 358946.6 | 169564.9 | 51.4236 | -2.5918
9527839 | 358947.4 | 170313.52 | 51.4303 | -2.5919
9542006 | 358949.9 | 169978.92 | 51.4273 | -2.5918
583367996 | 358950.33 | 167495.14 | 51.405 | -2.5915
9541979 | 358951.1 | 169256.9 | 51.4208 | -2.5917
153685523 | 358951.78 | 169668.48 | 51.4245 | -2.5918
9541973 | 358954.6 | 169415.01 | 51.4222 | -2.5917
9527888 | 358954.12 | 170518.8 | 51.4322 | -2.5918
353000512 | 358956.97 | 169841.84 | 51.4261 | -2.5917
353000507 | 358959.24 | 169838.55 | 51.4261 | -2.5917
9541935 | 358961.8 | 168155.6 | 51.4109 | -2.5915
9527851 | 358963.96 | 170051.22 | 51.428 | -2.5916
9527844 | 358963.37 | 170133.25 | 51.4287 | -2.5917
27438904 | 358967.22 | 167380.97 | 51.404 | -2.5913
9527836 | 358970.21 | 170461.76 | 51.4317 | -2.5916
37843233 | 358973.99 | 169109.74 | 51.4195 | -2.5914
153685989 | 358975.19 | 169587.72 | 51.4238 | -2.5914
9542007 | 358977.09 | 169846.42 | 51.4261 | -2.5914
545385267 | 358979.58 | 168304.57 | 51.4123 | -2.5912
9541992 | 358979.31 | 169371.21 | 51.4219 | -2.5913
9541970 | 358980.86 | 169407.28 | 51.4222 | -2.5913
9542005 | 358980.36 | 169956.12 | 51.4271 | -2.5914
9542026 | 358982.55 | 169521.02 | 51.4232 | -2.5913
9542008 | 358982.92 | 169836.4 | 51.426 | -2.5913
9527840 | 358982.42 | 170349.66 | 51.4306 | -2.5914
425246407 | 358992.74 | 167290.87 | 51.4031 | -2.5909
9545038 | 359000.94 | 169351.74 | 51.4217 | -2.591
9528365 | 359004.52 | 170107.26 | 51.4285 | -2.5911
37843147 | 359005.24 | 169061.76 | 51.4191 | -2.5909
181881013 | 359005.7 | 169605.97 | 51.424 | -2.591
639681381 | 359005 | 170216.58 | 51.4295 | -2.5911
9528363 | 359007.43 | 170019.14 | 51.4277 | -2.591
639681375 | 359010.59 | 170197.07 | 51.4293 | -2.591
9542088 | 359013.6 | 169454.3 | 51.4226 | -2.5909
9528398 | 359013.1 | 170112.5 | 51.4285 | -2.5909
9542094 | 359017.4 | 169343.4 | 51.4216 | -2.5908
643922428 | 359017.49 | 170216.23 | 51.4295 | -2.5909
37843093 | 359026.11 | 168913.6 | 51.4177 | -2.5906
9542058 | 359038.78 | 167191.23 | 51.4023 | -2.5902
9547912 | 359038 | 169619.3 | 51.4241 | -2.5905
37843124 | 359043.33 | 169018.11 | 51.4187 | -2.5904
38047091 | 359044.28 | 168954.09 | 51.4181 | -2.5904
9542059 | 359045.54 | 167196.17 | 51.4023 | -2.5901
9542138 | 359050.8 | 169897.9 | 51.4266 | -2.5904
9528402 | 359054.25 | 170185.56 | 51.4292 | -2.5904
9542095 | 359057.5 | 169943.6 | 51.427 | -2.5903
9542089 | 359059.89 | 169455.32 | 51.4226 | -2.5902
9542133 | 359061 | 169829.9 | 51.426 | -2.5902
9534649 | 359061.37 | 178120.99 | 51.5005 | -2.5912
633531755 | 359063.18 | 167361.26 | 51.4038 | -2.5899
400803314 | 359066.26 | 167394.04 | 51.4041 | -2.5899
9542104 | 359068.9 | 169686.2 | 51.4247 | -2.5901
37843081 | 359070.77 | 168956.17 | 51.4181 | -2.59
353029287 | 359073.76 | 169919.38 | 51.4268 | -2.59
505370162 | 359075.5 | 169916.8 | 51.4268 | -2.59
9542147 | 359076.9 | 169909.4 | 51.4267 | -2.59
505525879 | 359077.26 | 169926.39 | 51.4269 | -2.59
9528401 | 359077.1 | 170098.4 | 51.4284 | -2.59
9542107 | 359083.1 | 169561.4 | 51.4236 | -2.5899
153685997 | 359083.04 | 169651.87 | 51.4244 | -2.5899
9542061 | 359085.3 | 167353.52 | 51.4037 | -2.5896
9528364 | 359089.8 | 170019 | 51.4277 | -2.5898
9542090 | 359093.9 | 169388.7 | 51.422 | -2.5897
9528368 | 359094.6 | 170245.1 | 51.4297 | -2.5898
352983373 | 359097.51 | 170241.02 | 51.4297 | -2.5897
9528397 | 359098.9 | 170237.52 | 51.4297 | -2.5897
9542110 | 359105.59 | 169508.94 | 51.4231 | -2.5895
9528367 | 359108.78 | 170174.88 | 51.4291 | -2.5896
137025989 | 359113.41 | 169512.54 | 51.4231 | -2.5894
617251759 | 359114.66 | 178153.04 | 51.5008 | -2.5904
9528366 | 359117.4 | 170158.4 | 51.4289 | -2.5894
9542096 | 359121.11 | 169947.4 | 51.427 | -2.5894
9542134 | 359123.7 | 169778.1 | 51.4255 | -2.5893
9534644 | 359126.79 | 178187.43 | 51.5011 | -2.5902
9542109 | 359128 | 169618.3 | 51.4241 | -2.5892
9528399 | 359132.37 | 170268.05 | 51.4299 | -2.5892
9542137 | 359134 | 169865 | 51.4263 | -2.5892
9542111 | 359134.4 | 169500.4 | 51.423 | -2.5891
9528378 | 359141.2 | 170065.1 | 51.4281 | -2.5891
9542098 | 359142.1 | 169943.5 | 51.427 | -2.5891
617251773 | 359144.6 | 178071.96 | 51.5001 | -2.59
9542062 | 359151 | 167373.9 | 51.4039 | -2.5886
9542060 | 359151.12 | 167311.12 | 51.4033 | -2.5886
9542097 | 359152.8 | 169958.3 | 51.4271 | -2.5889
9542099 | 359154.7 | 169925.3 | 51.4269 | -2.5889
400803336 | 359158.29 | 167503.43 | 51.4051 | -2.5885
53005461 | 359165.72 | 169178.42 | 51.4201 | -2.5886
577935103 | 359171.33 | 169696.51 | 51.4248 | -2.5886
9542091 | 359174.3 | 169437.5 | 51.4225 | -2.5885
36408951 | 359175.21 | 185779.42 | 51.5694 | -2.5904
535215915 | 359177 | 167246.96 | 51.4028 | -2.5882
42247237 | 359181.21 | 168992.9 | 51.4185 | -2.5884
152106384 | 359181.23 | 169633.33 | 51.4242 | -2.5885
9528369 | 359183.2 | 170211.2 | 51.4294 | -2.5885
581392105 | 359184.75 | 177908.27 | 51.4986 | -2.5894
9549911 | 359186.14 | 187988.98 | 51.5893 | -2.5905
9542135 | 359188.9 | 169776.8 | 51.4255 | -2.5884
9542108 | 359189 | 169550.8 | 51.4235 | -2.5883
400803381 | 359191.85 | 167327.24 | 51.4035 | -2.5881
30509810 | 359192.74 | 168698.22 | 51.4158 | -2.5882
9528377 | 359194.1 | 170084.3 | 51.4283 | -2.5883
30509762 | 359196.78 | 168948.47 | 51.4181 | -2.5882
164850264 | 359196.7 | 169569.6 | 51.4237 | -2.5882
617251782 | 359198.96 | 177995.96 | 51.4994 | -2.5892
53005466 | 359200.45 | 169126.42 | 51.4197 | -2.5881
9542066 | 359201.8 | 167458.21 | 51.4047 | -2.5879
9534645 | 359204.58 | 178235.93 | 51.5016 | -2.5891
9542136 | 359206.23 | 169858.1 | 51.4263 | -2.5881
9542103 | 359213.3 | 169699.5 | 51.4248 | -2.588
352983403 | 359221.66 | 170125.14 | 51.4287 | -2.5879
9528389 | 359221.56 | 170278.94 | 51.43 | -2.588
9542112 | 359223.7 | 169592.7 | 51.4239 | -2.5879
9528376 | 359223.73 | 170007.87 | 51.4276 | -2.5879
9542092 | 359225.42 | 169480.5 | 51.4229 | -2.5878
605617323 | 359228.61 | 169731.73 | 51.4251 | -2.5878
104541894 | 359231.59 | 177944.48 | 51.499 | -2.5887
528956527 | 359233.12 | 169932.25 | 51.4269 | -2.5878
9542105 | 359237.7 | 169669.8 | 51.4246 | -2.5877
9528372 | 359238.8 | 170151.3 | 51.4289 | -2.5877
9542131 | 359240.52 | 169804.29 | 51.4258 | -2.5876
9528371 | 359243.53 | 170114.03 | 51.4286 | -2.5876
528956487 | 359248.18 | 169899.62 | 51.4266 | -2.5875
9534619 | 359253.31 | 177888.79 | 51.4985 | -2.5884
35685677 | 359254.97 | 168857.9 | 51.4173 | -2.5873
9542093 | 359256.7 | 169483.4 | 51.4229 | -2.5874
94188916 | 359261.98 | 178056.04 | 51.5 | -2.5883
9542072 | 359263.34 | 167294.53 | 51.4032 | -2.587
37350299 | 359269.55 | 169131.05 | 51.4197 | -2.5871
9528370 | 359273.5 | 170218.41 | 51.4295 | -2.5872
9542080 | 359275.4 | 167504.2 | 51.4051 | -2.5869
9528373 | 359276.6 | 170082.8 | 51.4283 | -2.5871
9534643 | 359277.6 | 178240.1 | 51.5016 | -2.5881
9534659 | 359280.03 | 178248.22 | 51.5017 | -2.588
9542119 | 359285.52 | 169851.23 | 51.4262 | -2.587
529962747 | 359288.11 | 169916.49 | 51.4268 | -2.587
544394979 | 359289.74 | 163139.14 | 51.3658 | -2.5862
544394986 | 359290.99 | 163136.22 | 51.3658 | -2.5861
544395102 | 359292.41 | 163135.94 | 51.3658 | -2.5861
9528374 | 359300.1 | 170051.1 | 51.428 | -2.5868
400803373 | 359302.24 | 167455.89 | 51.4047 | -2.5865
9542126 | 359302.49 | 169823.5 | 51.4259 | -2.5867
617251793 | 359304.86 | 177976.57 | 51.4992 | -2.5877
170597468 | 359306.48 | 169757.52 | 51.4254 | -2.5867
400803347 | 359308.5 | 167593.5 | 51.4059 | -2.5864
9542141 | 359309.95 | 169629.49 | 51.4242 | -2.5866
9528388 | 359313.4 | 170286.3 | 51.4301 | -2.5866
535994668 | 359317.71 | 168415.82 | 51.4133 | -2.5864
9528400 | 359327.2 | 170158.4 | 51.429 | -2.5864
9528375 | 359328.1 | 170104.7 | 51.4285 | -2.5864
9542113 | 359343.88 | 169509.69 | 51.4231 | -2.5861
9534618 | 359343.5 | 177865.4 | 51.4983 | -2.5871
94188933 | 359344.22 | 178016.08 | 51.4996 | -2.5871
35685683 | 359356.45 | 168740.61 | 51.4162 | -2.5858
9542114 | 359357.79 | 169523.2 | 51.4233 | -2.5859
161770146 | 359363.91 | 169668.24 | 51.4246 | -2.5859
352983383 | 359364.51 | 170058.96 | 51.4281 | -2.5859
9542071 | 359366.81 | 167324.29 | 51.4035 | -2.5855
352983378 | 359368.47 | 170059.52 | 51.4281 | -2.5858
9542143 | 359373.8 | 169608.2 | 51.424 | -2.5857
9528390 | 359373.44 | 170242.35 | 51.4297 | -2.5858
9542120 | 359376.78 | 169860.93 | 51.4263 | -2.5857
578491991 | 359377.28 | 169922.78 | 51.4268 | -2.5857
635985829 | 359386.68 | 169506.88 | 51.4231 | -2.5855
631236790 | 359387.29 | 169509.68 | 51.4231 | -2.5855
94188971 | 359387.66 | 178028.08 | 51.4997 | -2.5865
576581761 | 359390.11 | 169965.29 | 51.4272 | -2.5855
9528379 | 359391.47 | 170064.09 | 51.4281 | -2.5855
9542082 | 359394.88 | 167540.57 | 51.4054 | -2.5852
9542115 | 359398.7 | 169556 | 51.4235 | -2.5853
9542146 | 359405.94 | 169837.89 | 51.4261 | -2.5853
9528382 | 359408.5 | 170126.4 | 51.4287 | -2.5853
9528383 | 359410.3 | 170159 | 51.429 | -2.5852
82662828 | 359411.69 | 186228.72 | 51.5734 | -2.5871
352983393 | 359415.82 | 170152.34 | 51.4289 | -2.5852
82663054 | 359417.17 | 185980.6 | 51.5712 | -2.587
352983388 | 359418.35 | 170149.23 | 51.4289 | -2.5851
400803358 | 359419.18 | 167603.89 | 51.406 | -2.5848
9549916 | 359423.59 | 188209.03 | 51.5913 | -2.5871
9542086 | 359426.3 | 169001.8 | 51.4186 | -2.5849
9528385 | 359429.5 | 170135.3 | 51.4288 | -2.585
576581694 | 359432.25 | 169936.56 | 51.427 | -2.5849
9534617 | 359432.2 | 177839.3 | 51.498 | -2.5858
9528404 | 359433.9 | 170442.7 | 51.4315 | -2.5849
35607140 | 359435.22 | 185780.82 | 51.5694 | -2.5867
544394905 | 359436.85 | 162882.58 | 51.3635 | -2.584
21027271 | 359436.39 | 169679.43 | 51.4247 | -2.5848
547658238 | 359437.96 | 168329.05 | 51.4125 | -2.5846
9542125 | 359437.1 | 169781.6 | 51.4256 | -2.5848
617251801 | 359437.25 | 177933.09 | 51.4989 | -2.5857
9549920 | 359438.19 | 189980.48 | 51.6072 | -2.5871
547658243 | 359447.55 | 168254.7 | 51.4118 | -2.5845
648764566 | 359447.38 | 181039.53 | 51.5268 | -2.586
9528381 | 359452.6 | 170070.2 | 51.4282 | -2.5846
9542085 | 359455.46 | 168046.5 | 51.41 | -2.5843
181881110 | 359461.01 | 169774.7 | 51.4255 | -2.5845
9542070 | 359463.6 | 167399.9 | 51.4042 | -2.5842
9542121 | 359464.66 | 169877.03 | 51.4264 | -2.5844
9528380 | 359466.61 | 170019.68 | 51.4277 | -2.5844
9528403 | 359466.6 | 170272.8 | 51.43 | -2.5844
400803366 | 359469.95 | 167503.7 | 51.4051 | -2.5841
152106669 | 359470.23 | 169816.68 | 51.4259 | -2.5843
9542084 | 359475.56 | 167567.8 | 51.4057 | -2.584
628786878 | 359476.93 | 178030.6 | 51.4997 | -2.5852
9542074 | 359479.3 | 167478.1 | 51.4049 | -2.5839
9528384 | 359480.2 | 170184.2 | 51.4292 | -2.5842
152106457 | 359487.36 | 169587.32 | 51.4238 | -2.5841
9542118 | 359488.93 | 169652.1 | 51.4244 | -2.5841
648764574 | 359488.91 | 181000.7 | 51.5264 | -2.5854
26469166 | 359492.48 | 167662.18 | 51.4065 | -2.5838
9528406 | 359494.3 | 170125.9 | 51.4287 | -2.584
9549919 | 359494.36 | 189864.85 | 51.6061 | -2.5863
9542075 | 359495.4 | 167404.6 | 51.4042 | -2.5837
9542122 | 359495.3 | 169868.51 | 51.4264 | -2.584
9528438 | 359497.52 | 170764.54 | 51.4344 | -2.584
9528437 | 359499.25 | 170699.06 | 51.4338 | -2.584
635330378 | 359499.5 | 177798.3 | 51.4977 | -2.5848
9542310 | 359500.5 | 169866.9 | 51.4263 | -2.5839
181881136 | 359501.13 | 169673.33 | 51.4246 | -2.5839
506029964 | 359503.7 | 170185.2 | 51.4292 | -2.5839
647120794 | 359503.58 | 181030.14 | 51.5267 | -2.5851
9528897 | 359506.92 | 170762.27 | 51.4344 | -2.5839
9535184 | 359509.62 | 181155.83 | 51.5278 | -2.5851
9542175 | 359510.6 | 167469.4 | 51.4048 | -2.5835
9528896 | 359510.6 | 170707.01 | 51.4339 | -2.5839
9542160 | 359511.6 | 167377 | 51.404 | -2.5835
574775748 | 359516.16 | 168175.27 | 51.4111 | -2.5835
181881336 | 359516.15 | 169525.33 | 51.4233 | -2.5836
9528884 | 359516.5 | 170058.2 | 51.4281 | -2.5837
9534866 | 359516.67 | 177811.25 | 51.4978 | -2.5846
9542178 | 359520.9 | 167647.7 | 51.4064 | -2.5834
9542281 | 359520.7 | 169925.9 | 51.4269 | -2.5836
9542303 | 359522.4 | 169520.2 | 51.4232 | -2.5835
9549923 | 359524.38 | 190455.7 | 51.6115 | -2.5859
9542280 | 359525.6 | 169967.4 | 51.4273 | -2.5836
9542216 | 359526.7 | 169499.3 | 51.423 | -2.5835
9542275 | 359527.8 | 169785.3 | 51.4256 | -2.5835
9528860 | 359529.5 | 170152.7 | 51.4289 | -2.5835
9534864 | 359529.1 | 177893.1 | 51.4985 | -2.5844
9542180 | 359533.43 | 167527.1 | 51.4053 | -2.5832
9542302 | 359533.67 | 169997.7 | 51.4275 | -2.5834
9542194 | 359537.7 | 167987.5 | 51.4095 | -2.5832
152106741 | 359538.93 | 169731.93 | 51.4251 | -2.5833
9542309 | 359538.2 | 169913.5 | 51.4268 | -2.5834
9534865 | 359538.2 | 177887.8 | 51.4985 | -2.5843
9528857 | 359539.6 | 170007.6 | 51.4276 | -2.5834
9542213 | 359546.81 | 168974.83 | 51.4183 | -2.5831
648764581 | 359546.02 | 180947.19 | 51.526 | -2.5845
82374581 | 359546.84 | 185810.54 | 51.5697 | -2.5851
9528888 | 359550 | 170242.4 | 51.4297 | -2.5832
9542177 | 359551.8 | 167679.8 | 51.4067 | -2.5829
641236179 | 359551.21 | 180937.82 | 51.5259 | -2.5844
9542159 | 359553.8 | 167340.5 | 51.4036 | -2.5829
9542269 | 359553.4 | 169608.2 | 51.424 | -2.5831
9542179 | 359555.9 | 167593.6 | 51.4059 | -2.5829
9542250 | 359560.2 | 169481.1 | 51.4229 | -2.583
9529013 | 359562.3 | 171743.6 | 51.4432 | -2.5832
648764535 | 359563.24 | 181146.99 | 51.5278 | -2.5843
648764558 | 359564.27 | 181089.96 | 51.5273 | -2.5843
353000522 | 359565.43 | 167420.05 | 51.4044 | -2.5827
9528861 | 359566.4 | 170282.7 | 51.4301 | -2.583
9549915 | 359567.35 | 188126.82 | 51.5905 | -2.585
9542174 | 359571.3 | 167447.6 | 51.4046 | -2.5826
9544933 | 359572.94 | 170746.84 | 51.4343 | -2.583
9528909 | 359572.5 | 170800 | 51.4347 | -2.583
9542304 | 359573.7 | 169693.18 | 51.4248 | -2.5828
9528883 | 359575.39 | 170080.09 | 51.4283 | -2.5828
37257002 | 359576.42 | 187179.67 | 51.582 | -2.5848
9528912 | 359579.84 | 170766.01 | 51.4344 | -2.5829
9528887 | 359580.6 | 170325.4 | 51.4305 | -2.5828
9542313 | 359582.55 | 169818.89 | 51.4259 | -2.5827
9528858 | 359582 | 170022.6 | 51.4278 | -2.5827
620775563 | 359585.38 | 169475.53 | 51.4228 | -2.5826
9542249 | 359585.9 | 169489.7 | 51.423 | -2.5826
535994704 | 359586.4 | 168288.46 | 51.4122 | -2.5825
9542217 | 359589.1 | 169457.3 | 51.4227 | -2.5826
610813875 | 359597.72 | 163181.25 | 51.3662 | -2.5817
9542181 | 359598.2 | 167575.4 | 51.4058 | -2.5822
9529012 | 359598.3 | 171776.6 | 51.4435 | -2.5827
353000527 | 359599.72 | 167579.22 | 51.4058 | -2.5822
9542261 | 359599.1 | 169516.9 | 51.4232 | -2.5824
9529016 | 359601.8 | 171670 | 51.4426 | -2.5827
9534867 | 359607.6 | 177780.6 | 51.4975 | -2.5833
37256995 | 359608.91 | 187126.63 | 51.5815 | -2.5843
152106555 | 359611.75 | 169644.03 | 51.4244 | -2.5823
9542172 | 359612.55 | 167485.44 | 51.4049 | -2.582
9542277 | 359612.5 | 169753.01 | 51.4253 | -2.5823
9528910 | 359614.76 | 170823.73 | 51.435 | -2.5824
648819634 | 359614.69 | 181070.37 | 51.5271 | -2.5835
9542195 | 359615.2 | 167516.5 | 51.4052 | -2.582
9542278 | 359616.5 | 169741.8 | 51.4252 | -2.5822
22276252 | 359616.12 | 188121.85 | 51.5905 | -2.5843
9542282 | 359619.9 | 169869.6 | 51.4264 | -2.5822
9542305 | 359620.3 | 169722.1 | 51.4251 | -2.5822
9528886 | 359622.81 | 170298.46 | 51.4302 | -2.5822
9542196 | 359623.3 | 167678.5 | 51.4067 | -2.5819
648764550 | 359625.91 | 181027.73 | 51.5267 | -2.5834
21040986 | 359625.96 | 190083.57 | 51.6081 | -2.5844
9542193 | 359629.7 | 167930 | 51.4089 | -2.5818
9542301 | 359629.2 | 169995.1 | 51.4275 | -2.5821
9528895 | 359629.7 | 170801.3 | 51.4348 | -2.5822
9542271 | 359630.6 | 169716.1 | 51.425 | -2.582
9529014 | 359630.7 | 171730.6 | 51.4431 | -2.5822
9528911 | 359631 | 170862.7 | 51.4353 | -2.5821
9542252 | 359633.4 | 169433.1 | 51.4225 | -2.5819
9542149 | 359637.2 | 167328.5 | 51.4035 | -2.5816
9528902 | 359638.1 | 170995.3 | 51.4365 | -2.582
9529015 | 359640 | 171676.3 | 51.4426 | -2.5821
9542218 | 359641.6 | 169386.3 | 51.422 | -2.5818
9542266 | 359641.17 | 169576.47 | 51.4237 | -2.5818
9542265 | 359642.45 | 169589.37 | 51.4239 | -2.5818
648764543 | 359643.7 | 181089.36 | 51.5273 | -2.5831
9542206 | 359649.8 | 167536.1 | 51.4054 | -2.5815
9542219 | 359649.6 | 169448.72 | 51.4226 | -2.5817
9549921 | 359650.34 | 190118.93 | 51.6084 | -2.5841
9542197 | 359651.6 | 167810.8 | 51.4079 | -2.5815
9542182 | 359652.7 | 167604.8 | 51.406 | -2.5815
674987191 | 359652.64 | 181206.48 | 51.5283 | -2.583
614870058 | 359653.5 | 169530.7 | 51.4233 | -2.5817
9542308 | 359653.8 | 169913.1 | 51.4268 | -2.5817
9549821 | 359657.38 | 185816.36 | 51.5698 | -2.5835
9542173 | 359658.2 | 167445.1 | 51.4046 | -2.5814
9542163 | 359660.7 | 167386.1 | 51.4041 | -2.5813
9529019 | 359661.8 | 171603.7 | 51.442 | -2.5818
9542199 | 359663.4 | 167899 | 51.4087 | -2.5813
9542312 | 359667.95 | 169786.6 | 51.4256 | -2.5815
9529011 | 359670.64 | 171821.92 | 51.4439 | -2.5817
9528901 | 359672.6 | 170896.1 | 51.4356 | -2.5815
9542264 | 359675 | 169650.1 | 51.4244 | -2.5814
9542311 | 359674.1 | 169774.8 | 51.4255 | -2.5814
353000547 | 359676.98 | 169780.15 | 51.4256 | -2.5814
578698676 | 359676.32 | 181088.28 | 51.5273 | -2.5827
674987281 | 359676.69 | 181175.17 | 51.528 | -2.5827
9542171 | 359677 | 167278.2 | 51.4031 | -2.5811
9542272 | 359678.3 | 169745.5 | 51.4253 | -2.5813
635330416 | 359681.76 | 177741.82 | 51.4972 | -2.5822
9542300 | 359682.57 | 169975.43 | 51.4273 | -2.5813
9528903 | 359683.64 | 170944.42 | 51.4361 | -2.5814
9542184 | 359684.9 | 167640.1 | 51.4063 | -2.581
620300372 | 359686.23 | 169654.37 | 51.4245 | -2.5812
641151858 | 359686.94 | 177524.46 | 51.4952 | -2.5821
467436453 | 359689.16 | 163423.53 | 51.3684 | -2.5805
9542162 | 359689.25 | 167365.62 | 51.4039 | -2.5809
9542225 | 359689.6 | 169309 | 51.4213 | -2.5811
9528900 | 359692.9 | 170924.93 | 51.4359 | -2.5813
9542048 | 359693.49 | 163186.9 | 51.3663 | -2.5804
9542306 | 359693.59 | 169989.52 | 51.4275 | -2.5811
9534900 | 359693.99 | 177750.17 | 51.4972 | -2.582
9528885 | 359694 | 170357.2 | 51.4308 | -2.5812
606608486 | 359695.82 | 181246.92 | 51.5287 | -2.5824
9528997 | 359696.8 | 171032.8 | 51.4368 | -2.5812
9542198 | 359697.41 | 167890.27 | 51.4086 | -2.5808
583184427 | 359702.07 | 167717.22 | 51.407 | -2.5808
9542231 | 359702.91 | 169198.43 | 51.4204 | -2.5809
9542283 | 359703 | 169841.2 | 51.4261 | -2.581
9528942 | 359702.6 | 170607.67 | 51.433 | -2.5811
9542307 | 359704.23 | 169957.12 | 51.4272 | -2.581
9528941 | 359707.83 | 170687.64 | 51.4337 | -2.581
9529018 | 359708.9 | 171779.7 | 51.4436 | -2.5811
91055636 | 359709.3 | 177819.5 | 51.4979 | -2.5818
674987276 | 359712.15 | 181139.41 | 51.5277 | -2.5821
9542150 | 359714.73 | 167292.92 | 51.4032 | -2.5805
9542222 | 359715.7 | 169393.28 | 51.4221 | -2.5808
9542148 | 359716.76 | 167438.67 | 51.4045 | -2.5805
9528899 | 359717.3 | 170919.9 | 51.4358 | -2.5809
37604725 | 359717.02 | 186566 | 51.5765 | -2.5827
9542273 | 359719.1 | 169770.8 | 51.4255 | -2.5807
9529017 | 359719.4 | 171725 | 51.4431 | -2.581
9549924 | 359719.62 | 190302.78 | 51.6101 | -2.5831
9534872 | 359722.7 | 177894.3 | 51.4985 | -2.5816
116202551 | 359724.8 | 185860.56 | 51.5702 | -2.5825
617642232 | 359728.83 | 162304.09 | 51.3584 | -2.5798
617832232 | 359730.93 | 162210.72 | 51.3575 | -2.5797
467436503 | 359731.36 | 163043.36 | 51.365 | -2.5798
9529010 | 359731.8 | 171833.6 | 51.444 | -2.5808
9542260 | 359732.1 | 169577 | 51.4238 | -2.5805
9542220 | 359734.2 | 169485.1 | 51.4229 | -2.5805
9542192 | 359735.1 | 167773.2 | 51.4075 | -2.5803
9542183 | 359736.75 | 167539.08 | 51.4054 | -2.5802
9529046 | 359736 | 171861.8 | 51.4443 | -2.5807
9542170 | 359739.9 | 167241.1 | 51.4028 | -2.5802
9528898 | 359740.4 | 170873.2 | 51.4354 | -2.5806
9542299 | 359742.2 | 169889.3 | 51.4266 | -2.5804
9542259 | 359745.7 | 169570.3 | 51.4237 | -2.5803
467436511 | 359746.08 | 163306.04 | 51.3674 | -2.5796
9529009 | 359746.8 | 171689.7 | 51.4428 | -2.5806
534199364 | 359747.7 | 167850.8 | 51.4082 | -2.5801
9542240 | 359747.5 | 169127.5 | 51.4197 | -2.5803
9534862 | 359748.82 | 177744.64 | 51.4972 | -2.5812
634316990 | 359750.1 | 170768.3 | 51.4345 | -2.5804
9548051 | 359751.12 | 177797.34 | 51.4977 | -2.5812
610491123 | 359752.43 | 181274.72 | 51.5289 | -2.5816
583860272 | 359754.97 | 177740.75 | 51.4972 | -2.5811
9542262 | 359756.3 | 169662.2 | 51.4245 | -2.5802
9529001 | 359756.6 | 171860.21 | 51.4443 | -2.5804
9542274 | 359759.1 | 169768.7 | 51.4255 | -2.5802
9528889 | 359763.3 | 170413.1 | 51.4313 | -2.5802
9528876 | 359765.59 | 170043.94 | 51.428 | -2.5801
674055199 | 359767.15 | 180874.64 | 51.5253 | -2.5813
9542152 | 359768.1 | 167287.6 | 51.4032 | -2.5798
9542161 | 359769.4 | 167322 | 51.4035 | -2.5797
9542230 | 359772.94 | 169228.12 | 51.4206 | -2.5799
9549244 | 359778.14 | 162071.55 | 51.3563 | -2.579
9542238 | 359779.6 | 169038.1 | 51.4189 | -2.5798
9542047 | 359780.3 | 163202.68 | 51.3664 | -2.5791
9528938 | 359781.52 | 170927.28 | 51.4359 | -2.58
9529039 | 359781.33 | 171797.32 | 51.4437 | -2.5801
9529002 | 359781.1 | 171840.4 | 51.4441 | -2.5801
9529000 | 359781.3 | 171895.31 | 51.4446 | -2.5801
9542185 | 359783.8 | 167576.8 | 51.4058 | -2.5796
9528980 | 359783.9 | 171401 | 51.4402 | -2.58
596934725 | 359784.85 | 181223.75 | 51.5285 | -2.5811
9542248 | 359787.56 | 169486.21 | 51.4229 | -2.5797
9528881 | 359787.6 | 170329.8 | 51.4305 | -2.5798
9528917 | 359787.17 | 170863.04 | 51.4353 | -2.5799
9542297 | 359788.6 | 169995.7 | 51.4275 | -2.5798
9549918 | 359788.6 | 189763.37 | 51.6053 | -2.582
9528924 | 359789.02 | 170710.94 | 51.434 | -2.5798
9534874 | 359789 | 177783.58 | 51.4975 | -2.5806
9542284 | 359790.7 | 169828.1 | 51.426 | -2.5797
9528926 | 359791.1 | 170592.1 | 51.4329 | -2.5798
9529008 | 359793.73 | 171754.88 | 51.4433 | -2.5799
353028864 | 359793.01 | 177787.17 | 51.4976 | -2.5806
9542157 | 359795.4 | 167422.81 | 51.4044 | -2.5794
9528922 | 359795.1 | 170803.03 | 51.4348 | -2.5798
352997955 | 359795.43 | 177787.77 | 51.4976 | -2.5806
9542298 | 359797.5 | 169937.84 | 51.427 | -2.5796
352997975 | 359801.12 | 177790.94 | 51.4976 | -2.5805
352983644 | 359802.41 | 171654.45 | 51.4424 | -2.5798
9529031 | 359802.8 | 171664.9 | 51.4425 | -2.5798
353028874 | 359802.72 | 177777.47 | 51.4975 | -2.5805
9528875 | 359805.3 | 170225.9 | 51.4296 | -2.5796
9542263 | 359806.1 | 169605.2 | 51.424 | -2.5795
353000537 | 359808.59 | 169219.45 | 51.4205 | -2.5794
9528945 | 359808.1 | 171002.5 | 51.4366 | -2.5796
9542239 | 359809.18 | 169160 | 51.42 | -2.5794
353028879 | 359809.33 | 177700.57 | 51.4968 | -2.5804
674055393 | 359809.92 | 180878.05 | 51.5254 | -2.5807
9528999 | 359810.6 | 171925.3 | 51.4449 | -2.5797
673808013 | 359813.15 | 180778.89 | 51.5245 | -2.5806
617641994 | 359815.25 | 162204.62 | 51.3575 | -2.5785
18679111 | 359817.12 | 170841.29 | 51.4351 | -2.5795
596934717 | 359817.84 | 181158.99 | 51.5279 | -2.5806
9542253 | 359818.59 | 169521.33 | 51.4233 | -2.5793
9529041 | 359818.3 | 171856.1 | 51.4443 | -2.5796
9534873 | 359818.7 | 177841.5 | 51.4981 | -2.5802
9542156 | 359821 | 167184.2 | 51.4023 | -2.579
9542151 | 359821.7 | 167267.3 | 51.403 | -2.579
9528882 | 359821 | 170244.8 | 51.4298 | -2.5793
9528925 | 359821.5 | 170625.73 | 51.4332 | -2.5794
9542223 | 359823.71 | 169331.98 | 51.4216 | -2.5792
9528916 | 359827.42 | 170891.03 | 51.4356 | -2.5793
9542232 | 359829.2 | 169162.1 | 51.42 | -2.5791
9542257 | 359829.7 | 169605.8 | 51.424 | -2.5791
530544000 | 359832.25 | 162718.1 | 51.3621 | -2.5783
530543991 | 359835.92 | 162710.77 | 51.362 | -2.5783
9542209 | 359835.6 | 168996.2 | 51.4185 | -2.579
535032126 | 359835.41 | 170228.56 | 51.4296 | -2.5791
9534915 | 359836.9 | 178242.3 | 51.5017 | -2.58
9542286 | 359837.8 | 169867.6 | 51.4264 | -2.5791
9528862 | 359837.2 | 170456.7 | 51.4317 | -2.5791
9542203 | 359839 | 167730.4 | 51.4072 | -2.5788
9542233 | 359838.45 | 169221.22 | 51.4206 | -2.579
9534879 | 359841.3 | 177761.9 | 51.4974 | -2.5799
606608458 | 359841.52 | 181326.68 | 51.5294 | -2.5803
535042060 | 359843.83 | 170390.08 | 51.4311 | -2.579
20843275 | 359845.64 | 170791.66 | 51.4347 | -2.579
9529038 | 359845.5 | 171740.8 | 51.4432 | -2.5792
9542287 | 359847 | 169890.2 | 51.4266 | -2.5789
9528874 | 359846.2 | 170157 | 51.429 | -2.579
9542296 | 359848.2 | 169977 | 51.4274 | -2.5789
9528983 | 359848.5 | 171368.4 | 51.4399 | -2.5791
9528877 | 359849.78 | 170067.18 | 51.4282 | -2.5789
9529032 | 359849.85 | 171641.55 | 51.4423 | -2.5791
9549917 | 359849.92 | 188601.42 | 51.5948 | -2.581
21102233 | 359850.11 | 162046.27 | 51.3561 | -2.578
492567330 | 359851.9 | 163677.07 | 51.3707 | -2.5782
534199381 | 359851.61 | 167796.5 | 51.4078 | -2.5786
9528939 | 359853.9 | 170981 | 51.4364 | -2.579
9528973 | 359853.6 | 171119.7 | 51.4376 | -2.579
492567324 | 359854.4 | 163679.27 | 51.3707 | -2.5781
9528927 | 359854.04 | 170540.2 | 51.4324 | -2.5789
9542186 | 359856.7 | 167614.7 | 51.4061 | -2.5785
9542204 | 359856.54 | 167797.31 | 51.4078 | -2.5785
9542234 | 359856.6 | 169101.3 | 51.4195 | -2.5787
9542293 | 359856.8 | 169706.1 | 51.4249 | -2.5788
9528940 | 359857.3 | 170995.8 | 51.4365 | -2.5789
9528987 | 359858 | 171065 | 51.4372 | -2.5789
9529030 | 359857.7 | 171653.7 | 51.4424 | -2.579
596934733 | 359857.47 | 181263.75 | 51.5288 | -2.5801
9528921 | 359858.34 | 170755.7 | 51.4344 | -2.5789
9529057 | 359859.7 | 171807 | 51.4438 | -2.579
586092456 | 359859.48 | 181321.06 | 51.5294 | -2.58
9542166 | 359861.81 | 167450.14 | 51.4046 | -2.5784
9549912 | 359861.34 | 187704.06 | 51.5868 | -2.5807
9542187 | 359863.7 | 167519.9 | 51.4053 | -2.5784
9542224 | 359863.76 | 169381.38 | 51.422 | -2.5786
9528979 | 359864.68 | 171495.63 | 51.441 | -2.5789
9529004 | 359864.91 | 171788.64 | 51.4437 | -2.5789
9534886 | 359864.2 | 177910.5 | 51.4987 | -2.5796
9542154 | 359866.62 | 167212.77 | 51.4025 | -2.5783
9534905 | 359868.25 | 177919.73 | 51.4988 | -2.5795
9542291 | 359869.3 | 169767.3 | 51.4255 | -2.5786
9528863 | 359871 | 170495.8 | 51.432 | -2.5786
9542211 | 359871.6 | 168897.8 | 51.4177 | -2.5785
672981532 | 359871.3 | 181069.2 | 51.5271 | -2.5798
21587768 | 359875.21 | 170809.34 | 51.4348 | -2.5786
9534909 | 359875.9 | 178258.4 | 51.5018 | -2.5795
530544030 | 359876.36 | 162592.25 | 51.361 | -2.5777
9528880 | 359877.2 | 170298.4 | 51.4303 | -2.5785
9528923 | 359877.17 | 170678.39 | 51.4337 | -2.5786
353011127 | 359878.17 | 170686.42 | 51.4337 | -2.5786
664764277 | 359878.81 | 180835.87 | 51.525 | -2.5797
9529003 | 359879.2 | 171832.9 | 51.444 | -2.5787
668696742 | 359879.13 | 180829.88 | 51.5249 | -2.5797
674055374 | 359881.77 | 180920.03 | 51.5258 | -2.5797
672981524 | 359881.72 | 181012.16 | 51.5266 | -2.5797
9528930 | 359882.3 | 170506.4 | 51.4321 | -2.5785
9528982 | 359882.1 | 171391.9 | 51.4401 | -2.5786
9528914 | 359886.24 | 170930.02 | 51.4359 | -2.5785
9542202 | 359887.9 | 167888.8 | 51.4086 | -2.5781
586092440 | 359888.34 | 181208.11 | 51.5283 | -2.5796
9542155 | 359889.6 | 167163.7 | 51.4021 | -2.578
9528934 | 359889.3 | 170993.1 | 51.4365 | -2.5784
161654671 | 359890.87 | 170691.3 | 51.4338 | -2.5784
9542237 | 359892.19 | 169149.21 | 51.4199 | -2.5782
9549241 | 359893.85 | 162121.21 | 51.3567 | -2.5774
9542295 | 359893.1 | 169951.9 | 51.4271 | -2.5783
9528985 | 359893.3 | 171029.7 | 51.4368 | -2.5784
9542165 | 359895.54 | 167435.99 | 51.4045 | -2.5779
9528918 | 359897.19 | 170797.89 | 51.4347 | -2.5783
643670559 | 359898.69 | 171662.65 | 51.4425 | -2.5784
9534911 | 359898.14 | 178143 | 51.5008 | -2.5791
9542245 | 359899.4 | 169364.2 | 51.4219 | -2.5781
9528864 | 359899.3 | 170458.7 | 51.4317 | -2.5782
9542254 | 359900.9 | 169556.6 | 51.4236 | -2.5781
9542292 | 359900.1 | 169646.7 | 51.4244 | -2.5781
623826832 | 359900.05 | 181351.51 | 51.5296 | -2.5795
641939385 | 359902.39 | 177488.21 | 51.4949 | -2.579
9528866 | 359903.9 | 170254.8 | 51.4299 | -2.5782
9528915 | 359903.9 | 170941.5 | 51.436 | -2.5782
9542242 | 359905.1 | 169025.3 | 51.4188 | -2.578
9542228 | 359905 | 169332.3 | 51.4216 | -2.578
9549908 | 359905.76 | 187334.63 | 51.5834 | -2.5801
9528990 | 359907.1 | 171347.8 | 51.4397 | -2.5782
11766517 | 359908.51 | 176045.96 | 51.4819 | -2.5787
9542167 | 359909.58 | 167336.78 | 51.4036 | -2.5777
9528928 | 359909.91 | 170593.41 | 51.4329 | -2.5781
148396840 | 359910.01 | 178142.84 | 51.5008 | -2.5789
9542215 | 359911.57 | 168729.74 | 51.4162 | -2.5779
9528865 | 359911.4 | 170213.3 | 51.4295 | -2.578
616320792 | 359912.22 | 167366.1 | 51.4039 | -2.5777
468686039 | 359913.4 | 162190.17 | 51.3574 | -2.5771
9534884 | 359913.45 | 177974.45 | 51.4993 | -2.5789
9549922 | 359913.28 | 190202.34 | 51.6092 | -2.5803
616320752 | 359915.45 | 167368.07 | 51.4039 | -2.5777
9529047 | 359915.2 | 171674.8 | 51.4426 | -2.5781
674280533 | 359916.15 | 180926.58 | 51.5258 | -2.5792
468685913 | 359917.01 | 162182.06 | 51.3573 | -2.577
468685921 | 359917.57 | 162184.14 | 51.3573 | -2.577
9528929 | 359917.5 | 170518.5 | 51.4322 | -2.578
544567493 | 359919.79 | 162485.58 | 51.36 | -2.577
468686160 | 359919.46 | 162487.17 | 51.36 | -2.577
9542288 | 359919.3 | 169888.3 | 51.4266 | -2.5779
9528919 | 359920.36 | 170801.52 | 51.4348 | -2.578
9542241 | 359922.14 | 169213.83 | 51.4205 | -2.5778
9528873 | 359924.27 | 170071.34 | 51.4282 | -2.5778
9534913 | 359924.3 | 178080.6 | 51.5002 | -2.5787
9542207 | 359925.4 | 168834.3 | 51.4171 | -2.5777
9529035 | 359925.7 | 171559.2 | 51.4416 | -2.578
594696311 | 359925.75 | 177659.28 | 51.4964 | -2.5787
203673424 | 359927.35 | 177832.03 | 51.498 | -2.5787
545938814 | 359928.26 | 171525.72 | 51.4413 | -2.5779
9542290 | 359929.9 | 169784.5 | 51.4256 | -2.5777
9542236 | 359932.1 | 169110.8 | 51.4196 | -2.5776
9528893 | 359933.52 | 170356.36 | 51.4308 | -2.5777
671866263 | 359933.48 | 181038.74 | 51.5268 | -2.5789
9542235 | 359934.29 | 169004.61 | 51.4186 | -2.5776
9542153 | 359935.61 | 167270.36 | 51.403 | -2.5774
9542201 | 359935.1 | 167941.8 | 51.4091 | -2.5774
664764269 | 359936.99 | 180782.21 | 51.5245 | -2.5789
9528936 | 359940.9 | 170943.8 | 51.4361 | -2.5777
9542212 | 359942.4 | 168943.2 | 51.4181 | -2.5774
9528984 | 359942.8 | 171329.9 | 51.4395 | -2.5777
677393051 | 359943.72 | 171512.84 | 51.4412 | -2.5777
9542168 | 359944.43 | 167321.26 | 51.4035 | -2.5772
665655663 | 359944.4 | 170128.2 | 51.4287 | -2.5775
671866255 | 359944.46 | 180985.9 | 51.5263 | -2.5788
314609104 | 359945.91 | 177879.61 | 51.4984 | -2.5784
116202490 | 359946.87 | 185992.57 | 51.5714 | -2.5793
9528935 | 359947.3 | 170929.9 | 51.4359 | -2.5776
664764251 | 359947.03 | 180895.49 | 51.5255 | -2.5787
586092448 | 359947.04 | 181296.34 | 51.5291 | -2.5788
9542205 | 359948.4 | 167557.4 | 51.4056 | -2.5772
9542227 | 359955.5 | 169424.4 | 51.4224 | -2.5773
9528932 | 359955.48 | 170724.63 | 51.4341 | -2.5775
37604719 | 359955.53 | 186670.45 | 51.5775 | -2.5793
9542169 | 359956.8 | 167382.2 | 51.404 | -2.5771
9528891 | 359956.37 | 170473.33 | 51.4318 | -2.5774
672981540 | 359956.2 | 181072.81 | 51.5271 | -2.5786
586092464 | 359956.41 | 181360.81 | 51.5297 | -2.5787
9549909 | 359960.1 | 187336.33 | 51.5834 | -2.5793
9542164 | 359961.7 | 167470 | 51.4048 | -2.577
534199395 | 359961.32 | 167774.93 | 51.4076 | -2.577
9542244 | 359961.8 | 169362.4 | 51.4218 | -2.5772
9528920 | 359961.3 | 170823.7 | 51.435 | -2.5774
9542158 | 359962.23 | 167459.59 | 51.4047 | -2.577
9528981 | 359962.5 | 171440.1 | 51.4405 | -2.5774
9542243 | 359963.3 | 169318.5 | 51.4215 | -2.5772
9542188 | 359964.9 | 167671.2 | 51.4066 | -2.577
9528879 | 359964.5 | 170272.2 | 51.43 | -2.5773
37315715 | 359965.5 | 187191.7 | 51.5821 | -2.5792
161280838 | 359966.45 | 170279.18 | 51.4301 | -2.5772
9528931 | 359968.7 | 170504.3 | 51.4321 | -2.5772
9528937 | 359969.66 | 170998.01 | 51.4366 | -2.5773
9528986 | 359969.3 | 171077.6 | 51.4373 | -2.5773
161280846 | 359970.44 | 170280.66 | 51.4301 | -2.5772
548833503 | 359972.88 | 170668.83 | 51.4336 | -2.5772
9534914 | 359972.77 | 178062.94 | 51.5001 | -2.578
9528871 | 359973.4 | 170011.1 | 51.4277 | -2.5771
9542247 | 359974.1 | 169411.2 | 51.4223 | -2.577
9529036 | 359974.9 | 171547.8 | 51.4415 | -2.5773
9542214 | 359977 | 168617 | 51.4151 | -2.5769
9528869 | 359977.34 | 170043.45 | 51.428 | -2.5771
676615547 | 359980.25 | 181041.05 | 51.5269 | -2.5783
9542229 | 359982.6 | 169285.9 | 51.4212 | -2.5769
37629800 | 359984.55 | 187291.05 | 51.583 | -2.5789
9542255 | 359985.5 | 169591.6 | 51.4239 | -2.5769
9528892 | 359986.2 | 170401 | 51.4312 | -2.577
644774859 | 359987.66 | 171540.55 | 51.4414 | -2.5771
9528872 | 359988.23 | 170007.33 | 51.4276 | -2.5769
9534881 | 359988.88 | 177761.13 | 51.4974 | -2.5778
9542256 | 359989.8 | 169674.2 | 51.4247 | -2.5768
9528913 | 359989.5 | 170862 | 51.4353 | -2.577
581272228 | 359990.43 | 168510.78 | 51.4142 | -2.5767
9542294 | 359990.93 | 169994.03 | 51.4275 | -2.5769
9542176 | 359993.7 | 167157.2 | 51.402 | -2.5765
9542208 | 359993.25 | 168853.29 | 51.4173 | -2.5767
663164257 | 359993.07 | 180886.94 | 51.5255 | -2.5781
664764259 | 359994.82 | 180839.64 | 51.525 | -2.578
421120927 | 359996.55 | 178213.6 | 51.5014 | -2.5777
9542365 | 359997.05 | 167430.84 | 51.4045 | -2.5765
161280902 | 359997.86 | 188732.29 | 51.596 | -2.5789
9528878 | 359998.28 | 170189.03 | 51.4293 | -2.5768
645710472 | 359999.28 | 180948.46 | 51.526 | -2.578
9542460 | 360000.2 | 169426.4 | 51.4224 | -2.5767
9529425 | 360000.5 | 170509.53 | 51.4322 | -2.5768
267761296 | 360001.36 | 177815.07 | 51.4978 | -2.5776
9542551 | 360002.16 | 169901.85 | 51.4267 | -2.5767
9535792 | 360002.16 | 178077.99 | 51.5002 | -2.5776
9535804 | 360002.63 | 178212.18 | 51.5014 | -2.5776
37604700 | 360002.43 | 187154.94 | 51.5818 | -2.5786
9542347 | 360003.4 | 167253 | 51.4029 | -2.5764
639645647 | 360005.65 | 177630.68 | 51.4962 | -2.5775
9542461 | 360006.4 | 169025.5 | 51.4188 | -2.5765
9551604 | 360008.07 | 188726.15 | 51.596 | -2.5787
613393606 | 360010.17 | 169189.54 | 51.4203 | -2.5765
9535820 | 360010.6 | 178572.23 | 51.5047 | -2.5776
9542552 | 360011.24 | 169894.72 | 51.4266 | -2.5766
9542449 | 360013.8 | 168842.3 | 51.4172 | -2.5764
9535764 | 360013.7 | 177699.2 | 51.4968 | -2.5774
581420622 | 360014.17 | 168439.43 | 51.4136 | -2.5763
9542441 | 360014.3 | 168974.7 | 51.4184 | -2.5764
9542463 | 360014.7 | 169112.1 | 51.4196 | -2.5764
9550304 | 360014.05 | 189802.76 | 51.6056 | -2.5788
9529472 | 360015.2 | 171280 | 51.4391 | -2.5767
535215969 | 360016.3 | 167030.09 | 51.4009 | -2.5762
9542499 | 360016.22 | 169478.97 | 51.4229 | -2.5764
9545631 | 360017.09 | 162753.02 | 51.3624 | -2.5757
624640579 | 360017.13 | 181359.62 | 51.5297 | -2.5778
535215982 | 360018.78 | 167030.45 | 51.4009 | -2.5761
9529358 | 360018.29 | 170314.85 | 51.4304 | -2.5765
319497900 | 360018.3 | 177844.12 | 51.4981 | -2.5774
535216105 | 360019.66 | 167027.97 | 51.4009 | -2.5761
9529476 | 360020.8 | 171379.3 | 51.44 | -2.5766
9551600 | 360020.23 | 188180.86 | 51.591 | -2.5785
9542345 | 360021.5 | 167087.6 | 51.4014 | -2.5761
9529398 | 360021.3 | 170974.1 | 51.4363 | -2.5765
636230813 | 360024.82 | 181022.69 | 51.5267 | -2.5776
663164231 | 360025.67 | 180876.3 | 51.5254 | -2.5776
607184017 | 360025.29 | 181407.07 | 51.5301 | -2.5777
9542498 | 360029.1 | 169475 | 51.4229 | -2.5762
9529411 | 360029.5 | 170773.2 | 51.4345 | -2.5764
612646841 | 360029.85 | 181404.92 | 51.5301 | -2.5776
9542487 | 360030.14 | 169332.97 | 51.4216 | -2.5762
9529349 | 360030.4 | 170104.2 | 51.4285 | -2.5763
328265516 | 360030.56 | 177643.22 | 51.4963 | -2.5772
9542399 | 360031.88 | 167586.72 | 51.4059 | -2.576
607183970 | 360031.75 | 181409.57 | 51.5302 | -2.5776
9542442 | 360033.2 | 168801.1 | 51.4168 | -2.5761
473431935 | 360034.35 | 178038.5 | 51.4999 | -2.5771
9529348 | 360036 | 170057.3 | 51.4281 | -2.5762
9529390 | 360036.44 | 170873.22 | 51.4354 | -2.5763
607184010 | 360036.21 | 181411.33 | 51.5302 | -2.5775
612646828 | 360036.14 | 181415.52 | 51.5302 | -2.5775
9535791 | 360038 | 178092.7 | 51.5003 | -2.5771
37898889 | 360038.82 | 186979.71 | 51.5802 | -2.5781
607184025 | 360040.88 | 181413.13 | 51.5302 | -2.5774
581420611 | 360041.84 | 168454.42 | 51.4137 | -2.576
9529478 | 360041.01 | 171488.42 | 51.441 | -2.5763
578072485 | 360041.11 | 181329.09 | 51.5294 | -2.5774
9529419 | 360042.1 | 170688.2 | 51.4338 | -2.5762
663164250 | 360042.67 | 180875.6 | 51.5254 | -2.5774
9542401 | 360043.8 | 167690.7 | 51.4068 | -2.5758
9542459 | 360044.2 | 168648.2 | 51.4154 | -2.5759
9529457 | 360044.71 | 171048.54 | 51.437 | -2.5762
632445662 | 360044.42 | 181092.75 | 51.5273 | -2.5774
632445670 | 360044.13 | 181189.65 | 51.5282 | -2.5774
37604713 | 360045.93 | 186841.53 | 51.579 | -2.578
9542497 | 360047.6 | 169436.7 | 51.4225 | -2.576
9542535 | 360047.2 | 169610.2 | 51.4241 | -2.576
9529465 | 360047.9 | 171127.3 | 51.4377 | -2.5762
635142982 | 360047.71 | 181051.04 | 51.5269 | -2.5773
607816903 | 360047.05 | 181415.48 | 51.5302 | -2.5773
9542392 | 360048.6 | 167866 | 51.4084 | -2.5758
9542440 | 360048.3 | 168894.7 | 51.4176 | -2.5759
9542391 | 360049.8 | 167934.8 | 51.409 | -2.5758
9542445 | 360050.43 | 168558.24 | 51.4146 | -2.5758
621815522 | 360053.27 | 174887.88 | 51.4715 | -2.5765
9542346 | 360054.2 | 167209.5 | 51.4025 | -2.5756
9542496 | 360054.6 | 169468.3 | 51.4228 | -2.5759
610845224 | 360054.58 | 181339.45 | 51.5295 | -2.5772
610845237 | 360055.92 | 181335.83 | 51.5295 | -2.5772
574261739 | 360057.84 | 170623.05 | 51.4332 | -2.576
641267393 | 360057.53 | 180886.21 | 51.5255 | -2.5771
9542462 | 360058.9 | 169140.9 | 51.4199 | -2.5758
9535737 | 360058.2 | 177316.4 | 51.4934 | -2.5767
9542447 | 360059.7 | 168665.2 | 51.4156 | -2.5757
43622181 | 360061.66 | 168707.75 | 51.416 | -2.5757
9529357 | 360061.3 | 170315.4 | 51.4304 | -2.5759
9542350 | 360063.3 | 167358.9 | 51.4038 | -2.5755
9542520 | 360063.77 | 169994.66 | 51.4275 | -2.5758
9529418 | 360063.6 | 170702.88 | 51.4339 | -2.5759
553024292 | 360064.97 | 169214.29 | 51.4205 | -2.5757
9529399 | 360064.15 | 170913.31 | 51.4358 | -2.5759
9529467 | 360064.7 | 171239.3 | 51.4387 | -2.5759
329775821 | 360064.71 | 177678.87 | 51.4966 | -2.5767
329775863 | 360065.36 | 177740.46 | 51.4972 | -2.5767
9551603 | 360066.89 | 188822.58 | 51.5968 | -2.5779
9542534 | 360067.1 | 169629.9 | 51.4243 | -2.5757
9542364 | 360069.5 | 167052.4 | 51.4011 | -2.5754
9542353 | 360069.3 | 167422 | 51.4044 | -2.5754
9542439 | 360069.6 | 168926.3 | 51.4179 | -2.5756
9542464 | 360070.9 | 169039 | 51.4189 | -2.5756
9529389 | 360070.5 | 170894.6 | 51.4356 | -2.5758
9535783 | 360070.52 | 177959 | 51.4992 | -2.5766
9542354 | 360071.1 | 167492 | 51.405 | -2.5754
225324317 | 360072.5 | 177834 | 51.498 | -2.5766
9542519 | 360073.84 | 169906.34 | 51.4267 | -2.5757
9542532 | 360074.95 | 169710.91 | 51.425 | -2.5756
9550102 | 360074.51 | 186052.21 | 51.5719 | -2.5775
9529468 | 360075.5 | 171237.2 | 51.4387 | -2.5758
618216563 | 360076.75 | 181005.51 | 51.5265 | -2.5769
9529469 | 360077.6 | 171234.4 | 51.4387 | -2.5758
9542533 | 360079.29 | 169700.68 | 51.4249 | -2.5756
641267356 | 360079.06 | 180940.23 | 51.526 | -2.5768
37629697 | 360079.67 | 188061.03 | 51.59 | -2.5776
9529387 | 360082.2 | 170150.3 | 51.4289 | -2.5756
581420580 | 360083.6 | 168460.46 | 51.4137 | -2.5754
9542348 | 360084.62 | 167247.94 | 51.4028 | -2.5752
486631753 | 360084.3 | 169237.97 | 51.4207 | -2.5754
630930753 | 360084.05 | 181179.13 | 51.5281 | -2.5768
9542390 | 360085.3 | 167901.4 | 51.4087 | -2.5753
644774317 | 360085.75 | 180913.5 | 51.5257 | -2.5767
9529473 | 360086.7 | 171323 | 51.4395 | -2.5756
9542537 | 360087.16 | 169538.77 | 51.4234 | -2.5754
37315730 | 360087.11 | 187156.16 | 51.5818 | -2.5774
37169079 | 360087.17 | 187400.28 | 51.584 | -2.5775
9529481 | 360089.74 | 171211.83 | 51.4385 | -2.5756
9542495 | 360090.7 | 169497.1 | 51.4231 | -2.5754
9529412 | 360090.1 | 170824.5 | 51.435 | -2.5755
632445678 | 360090.94 | 181254.81 | 51.5288 | -2.5767
9529391 | 360091.99 | 170888.54 | 51.4356 | -2.5755
336954565 | 360093.46 | 177812.18 | 51.4978 | -2.5763
340643431 | 360093.91 | 177882.75 | 51.4985 | -2.5763
9529475 | 360094.9 | 171425.5 | 51.4404 | -2.5755
9542319 | 360095.7 | 166991.8 | 51.4005 | -2.575
501584253 | 360095.23 | 177826.44 | 51.498 | -2.5762
9529350 | 360096.09 | 170100.76 | 51.4285 | -2.5754
9542349 | 360097.14 | 167244.32 | 51.4028 | -2.575
9542536 | 360097.6 | 169533.7 | 51.4234 | -2.5753
9535749 | 360097.6 | 177597.85 | 51.4959 | -2.5762
630734431 | 360097.64 | 179005 | 51.5086 | -2.5764
9542443 | 360098.7 | 168853.9 | 51.4173 | -2.5752
9542488 | 360098.08 | 169285.88 | 51.4212 | -2.5752
9529690 | 360098.4 | 174155.8 | 51.465 | -2.5758
638386309 | 360098.06 | 187021.6 | 51.5806 | -2.5772
9535735 | 360099.4 | 177397.4 | 51.4941 | -2.5761
578698312 | 360100.15 | 181301.98 | 51.5292 | -2.5766
9542444 | 360101.8 | 168560.49 | 51.4146 | -2.5751
9529471 | 360104 | 171258.9 | 51.4389 | -2.5754
37258280 | 360103.73 | 186850.92 | 51.5791 | -2.5772
347205269 | 360104.47 | 177851.49 | 51.4982 | -2.5761
644774344 | 360104.56 | 180930.53 | 51.5259 | -2.5765
9542492 | 360105.7 | 169419.8 | 51.4224 | -2.5752
9529498 | 360105.15 | 171542.93 | 51.4415 | -2.5754
9552200 | 360105.05 | 177883.93 | 51.4985 | -2.5761
352983774 | 360108.54 | 171185.77 | 51.4382 | -2.5753
9542397 | 360109.78 | 167591.6 | 51.4059 | -2.5749
636079115 | 360109.27 | 181091.77 | 51.5273 | -2.5764
9529428 | 360110.2 | 170734.6 | 51.4342 | -2.5752
9542450 | 360111.96 | 168712.97 | 51.416 | -2.575
665597390 | 360111.2 | 174918 | 51.4718 | -2.5757
578698392 | 360111.8 | 181315.91 | 51.5293 | -2.5764
581420591 | 360112.43 | 168475.75 | 51.4139 | -2.5749
94359331 | 360112.8 | 187258.69 | 51.5828 | -2.5771
9529466 | 360114 | 171182.5 | 51.4382 | -2.5752
636230785 | 360114.6 | 181102.59 | 51.5274 | -2.5763
640134360 | 360115.35 | 181234.57 | 51.5286 | -2.5763
9529392 | 360116.1 | 170919.3 | 51.4359 | -2.5752
9529479 | 360116.24 | 171000.91 | 51.4366 | -2.5752
9529456 | 360117 | 171098.4 | 51.4375 | -2.5752
161303028 | 360116.66 | 171180.56 | 51.4382 | -2.5752
37629788 | 360116.28 | 187141.1 | 51.5817 | -2.577
9542343 | 360117.57 | 167189.9 | 51.4023 | -2.5747
9542396 | 360117.6 | 167630.7 | 51.4063 | -2.5748
9542352 | 360119.8 | 167305.2 | 51.4034 | -2.5747
9542393 | 360119.79 | 167765.38 | 51.4075 | -2.5748
9542438 | 360119.49 | 168959.55 | 51.4182 | -2.5749
9529463 | 360121 | 171167.5 | 51.4381 | -2.5751
107810777 | 360120.76 | 187261.12 | 51.5828 | -2.577
9542494 | 360121.4 | 169466.2 | 51.4228 | -2.5749
271063304 | 360121.06 | 177723.04 | 51.497 | -2.5759
9529351 | 360122.04 | 170056.18 | 51.4281 | -2.575
9529394 | 360124.5 | 170988.17 | 51.4365 | -2.5751
492188657 | 360126.93 | 163798.14 | 51.3718 | -2.5742
9542394 | 360127 | 167687.8 | 51.4068 | -2.5746
641489990 | 360126.64 | 180947.1 | 51.526 | -2.5762
352983779 | 360127.49 | 171461.67 | 51.4407 | -2.5751
9535738 | 360128.5 | 177482.8 | 51.4949 | -2.5757
623338786 | 360129.75 | 181026.06 | 51.5267 | -2.5761
9542355 | 360130.2 | 167432.6 | 51.4045 | -2.5746
9542400 | 360130.8 | 167526.8 | 51.4053 | -2.5746
353029292 | 360130.55 | 167771.47 | 51.4076 | -2.5746
37085199 | 360130.43 | 171558.15 | 51.4416 | -2.575
645772478 | 360131.69 | 170118.4 | 51.4287 | -2.5749
9529414 | 360131.3 | 170646.7 | 51.4334 | -2.5749
352983784 | 360131.06 | 171459.28 | 51.4407 | -2.575
296738363 | 360131.04 | 178029.82 | 51.4998 | -2.5758
9542522 | 360132.56 | 169977.5 | 51.4274 | -2.5748
9529462 | 360134.19 | 171190.8 | 51.4383 | -2.5749
353027274 | 360134.81 | 171463.51 | 51.4407 | -2.575
511797792 | 360135.14 | 169167.88 | 51.4201 | -2.5747
9542521 | 360135.7 | 169939.2 | 51.427 | -2.5748
9542360 | 360136.3 | 167019.3 | 51.4008 | -2.5744
9542524 | 360137.89 | 169884.34 | 51.4266 | -2.5747
9542446 | 360138.08 | 168664.29 | 51.4156 | -2.5746
9542351 | 360141.7 | 167334.2 | 51.4036 | -2.5744
637375261 | 360141.25 | 187086.71 | 51.5812 | -2.5766
9542525 | 360142.76 | 169793.25 | 51.4257 | -2.5747
9529353 | 360143.3 | 170244 | 51.4298 | -2.5747
9535796 | 360144.5 | 178098.71 | 51.5004 | -2.5756
629410437 | 360144.16 | 181162.41 | 51.528 | -2.5759
9529415 | 360146 | 170801.9 | 51.4348 | -2.5747
9529400 | 360145.02 | 170889.83 | 51.4356 | -2.5747
9529416 | 360147.1 | 170809.59 | 51.4349 | -2.5747
9542363 | 360148.4 | 167117 | 51.4017 | -2.5743
9542419 | 360148.91 | 168451.76 | 51.4137 | -2.5744
491749429 | 360148.59 | 169123.05 | 51.4197 | -2.5745
9542538 | 360148.95 | 169605.46 | 51.424 | -2.5746
161654569 | 360149.88 | 170552.01 | 51.4326 | -2.5746
9529464 | 360149.8 | 171124.9 | 51.4377 | -2.5747
9552199 | 360149.33 | 177961.36 | 51.4992 | -2.5755
9542489 | 360151.3 | 169234.6 | 51.4207 | -2.5745
9542452 | 360152.6 | 168619.2 | 51.4152 | -2.5744
9529494 | 360154.61 | 171553.12 | 51.4416 | -2.5747
37629711 | 360154 | 187628.39 | 51.5861 | -2.5765
363036725 | 360155.82 | 169939.76 | 51.427 | -2.5745
9552198 | 360155.89 | 177999.24 | 51.4995 | -2.5754
645014720 | 360155.88 | 178969.59 | 51.5082 | -2.5755
9542504 | 360158.87 | 169184.24 | 51.4203 | -2.5744
9542490 | 360158.9 | 169330.1 | 51.4216 | -2.5744
9542550 | 360158.8 | 169598.6 | 51.424 | -2.5744
9542531 | 360158.18 | 169737.77 | 51.4252 | -2.5744
336954576 | 360158.39 | 177663.37 | 51.4965 | -2.5753
9542523 | 360160 | 169940.6 | 51.4271 | -2.5744
348474370 | 360161.29 | 177748.45 | 51.4973 | -2.5753
37629751 | 360161.42 | 186860.41 | 51.5792 | -2.5763
9529352 | 360162.33 | 170193.79 | 51.4293 | -2.5744
9529474 | 360162.9 | 171369.9 | 51.4399 | -2.5746
9542437 | 360163.7 | 168902.6 | 51.4177 | -2.5743
9542493 | 360163.2 | 169394.2 | 51.4221 | -2.5743
511797801 | 360164.98 | 169099.28 | 51.4195 | -2.5743
11795990 | 360166.88 | 175769.94 | 51.4795 | -2.575
9529689 | 360168.6 | 174183.15 | 51.4652 | -2.5748
9529688 | 360168.09 | 174184.9 | 51.4652 | -2.5748
11795996 | 360171.21 | 175765.3 | 51.4794 | -2.5749
9529424 | 360172.2 | 170540.1 | 51.4325 | -2.5743
505940701 | 360172.32 | 174956.07 | 51.4722 | -2.5748
9535726 | 360172 | 177354.4 | 51.4937 | -2.5751
9542553 | 360173.5 | 169979.8 | 51.4274 | -2.5742
9529477 | 360173.5 | 171430.7 | 51.4405 | -2.5744
9542451 | 360176.4 | 168560.8 | 51.4147 | -2.574
9542389 | 360177.6 | 167899.7 | 51.4087 | -2.5739
9529380 | 360178.89 | 170458.56 | 51.4317 | -2.5742
9529747 | 360178.7 | 174962.2 | 51.4722 | -2.5747
9529393 | 360179.4 | 170964 | 51.4363 | -2.5743
627638599 | 360179.77 | 181148.92 | 51.5278 | -2.5754
9542409 | 360181.2 | 168390.1 | 51.4131 | -2.5739
9542491 | 360181.8 | 169439.2 | 51.4226 | -2.5741
9542398 | 360182.1 | 167573.4 | 51.4058 | -2.5738
491749435 | 360182 | 169095.34 | 51.4195 | -2.574
9529458 | 360182.7 | 171137.1 | 51.4378 | -2.5742
9535750 | 360182.09 | 177568.02 | 51.4956 | -2.575
9529454 | 360183.53 | 171054.63 | 51.4371 | -2.5742
9542339 | 360184.4 | 167488.5 | 51.405 | -2.5738
622288330 | 360184.26 | 175782.92 | 51.4796 | -2.5747
9542465 | 360185 | 169066.4 | 51.4192 | -2.574
9529470 | 360185.4 | 171308 | 51.4394 | -2.5742
9535805 | 360185 | 178174.2 | 51.5011 | -2.575
9542395 | 360187.4 | 167695.7 | 51.4069 | -2.5738
153418225 | 360188.14 | 169134.81 | 51.4198 | -2.5739
181744007 | 360188.09 | 169251.27 | 51.4209 | -2.5739
9535727 | 360188.45 | 177383.63 | 51.494 | -2.5749
329775845 | 360189 | 177681.44 | 51.4967 | -2.5749
22449366 | 360189.71 | 186808.46 | 51.5787 | -2.5759
9529359 | 360190.51 | 170122.21 | 51.4287 | -2.574
620276942 | 360190.43 | 180975.36 | 51.5263 | -2.5752
623541202 | 360190.22 | 181306.01 | 51.5293 | -2.5753
9542528 | 360191.57 | 169900.31 | 51.4267 | -2.574
9529493 | 360192.2 | 171501.04 | 51.4411 | -2.5741
353027134 | 360193.31 | 167314.83 | 51.4034 | -2.5736
9542338 | 360193.4 | 167376.82 | 51.404 | -2.5737
97834854 | 360194.66 | 169479.06 | 51.4229 | -2.5739
9529417 | 360194.4 | 170750.4 | 51.4343 | -2.574
271063233 | 360194.21 | 177775.6 | 51.4975 | -2.5748
161654691 | 360195.52 | 170375.22 | 51.431 | -2.574
329775829 | 360195.79 | 177825.8 | 51.498 | -2.5748
9548801 | 360195.67 | 190190.17 | 51.6091 | -2.5762
353027129 | 360196.7 | 167313.14 | 51.4034 | -2.5736
9542436 | 360196.2 | 168827.6 | 51.4171 | -2.5738
9529381 | 360196.42 | 170370.75 | 51.4309 | -2.5739
9529455 | 360196.9 | 171049.5 | 51.437 | -2.574
209508791 | 360199.27 | 169315.3 | 51.4214 | -2.5738
9529383 | 360200.99 | 170348.67 | 51.4307 | -2.5739
9542342 | 360201.4 | 167275.5 | 51.4031 | -2.5735
628299743 | 360203.27 | 167164 | 51.4021 | -2.5735
9542539 | 360203.1 | 169689.5 | 51.4248 | -2.5738
91407669 | 360204.01 | 186807.16 | 51.5787 | -2.5757
9535722 | 360205.9 | 177454.4 | 51.4946 | -2.5746
629410459 | 360205.58 | 181078.66 | 51.5272 | -2.575
9542402 | 360207.4 | 167952.7 | 51.4092 | -2.5735
579924580 | 360208.74 | 167081.77 | 51.4014 | -2.5734
37258978 | 360208.96 | 187100.01 | 51.5813 | -2.5757
627638608 | 360210.36 | 181128.25 | 51.5277 | -2.575
9529461 | 360211.7 | 171235.93 | 51.4387 | -2.5738
121440293 | 360212.19 | 169507.58 | 51.4232 | -2.5736
9542549 | 360213.1 | 169670.5 | 51.4246 | -2.5736
631667564 | 360213.87 | 181188.72 | 51.5282 | -2.5749
9529420 | 360214.3 | 170663.1 | 51.4336 | -2.5737
37629736 | 360217.38 | 186994.38 | 51.5804 | -2.5755
292165357 | 360219.44 | 177862.92 | 51.4983 | -2.5745
9542344 | 360220.5 | 167307.7 | 51.4034 | -2.5733
9542406 | 360220.44 | 167753.22 | 51.4074 | -2.5733
9529382 | 360222.6 | 170261.9 | 51.4299 | -2.5736
605617228 | 360222.78 | 174284.19 | 51.4661 | -2.574
9542548 | 360223.5 | 169679.4 | 51.4247 | -2.5735
9542526 | 360223.2 | 169817.5 | 51.426 | -2.5735
153685341 | 360226.6 | 169095.2 | 51.4195 | -2.5734
336954587 | 360226.93 | 177695.3 | 51.4968 | -2.5743
161281017 | 360227.78 | 167302.33 | 51.4033 | -2.5732
38397100 | 360227.03 | 189430.73 | 51.6023 | -2.5757
629410445 | 360228.46 | 181156.99 | 51.5279 | -2.5747
9542514 | 360229.6 | 169646 | 51.4244 | -2.5734
9535721 | 360229.01 | 177467.74 | 51.4947 | -2.5743
9542410 | 360230.39 | 168455.41 | 51.4137 | -2.5732
9542431 | 360230.6 | 168921 | 51.4179 | -2.5733
605617280 | 360230.05 | 174251.83 | 51.4658 | -2.5739
9542384 | 360231.6 | 167995.2 | 51.4096 | -2.5732
9529354 | 360232.9 | 170129 | 51.4288 | -2.5734
9542480 | 360233.83 | 169209.54 | 51.4205 | -2.5733
9529459 | 360234 | 171169.7 | 51.4381 | -2.5735
9529360 | 360235.45 | 170044.67 | 51.428 | -2.5734
9529401 | 360236.77 | 170879.02 | 51.4355 | -2.5734
9529451 | 360236.14 | 171432.04 | 51.4405 | -2.5735
9542387 | 360239.13 | 167832.17 | 51.4081 | -2.573
9529482 | 360239.8 | 171356.4 | 51.4398 | -2.5734
97834834 | 360240.68 | 169460.65 | 51.4227 | -2.5732
605617223 | 360241.1 | 174300.15 | 51.4663 | -2.5737
9542337 | 360242.4 | 167442.4 | 51.4046 | -2.573
9542453 | 360243.82 | 168593.76 | 51.415 | -2.5731
9542412 | 360244.39 | 168071.15 | 51.4103 | -2.573
9542513 | 360244.29 | 169665.17 | 51.4246 | -2.5732
9551602 | 360245.16 | 188254.35 | 51.5917 | -2.5753
9529397 | 360246.8 | 170974.8 | 51.4364 | -2.5733
9529748 | 360247 | 174921.9 | 51.4718 | -2.5737
641939359 | 360248.02 | 177549.01 | 51.4955 | -2.574
9542385 | 360249.7 | 167905.5 | 51.4088 | -2.5729
9542541 | 360251.11 | 169939.86 | 51.4271 | -2.5731
9542527 | 360252.9 | 169844.8 | 51.4262 | -2.5731
325469379 | 360253.43 | 171451.07 | 51.4406 | -2.5733
9535786 | 360254.3 | 177931.2 | 51.4989 | -2.574
628299736 | 360255.41 | 167246.12 | 51.4028 | -2.5727
9542530 | 360256.8 | 169750.9 | 51.4254 | -2.573
9529434 | 360256.4 | 171013.8 | 51.4367 | -2.5732
9529453 | 360257.42 | 171098.87 | 51.4375 | -2.5732
191820480 | 360258.67 | 167045.74 | 51.401 | -2.5727
623541214 | 360259.33 | 181266.83 | 51.5289 | -2.5743
9542432 | 360260.4 | 168819.1 | 51.417 | -2.5729
191820469 | 360261.81 | 167043.97 | 51.401 | -2.5726
9542341 | 360263.2 | 167342.49 | 51.4037 | -2.5726
9535743 | 360263.5 | 177354.3 | 51.4937 | -2.5738
612427483 | 360264.04 | 174262.46 | 51.4659 | -2.5734
183143481 | 360265.8 | 169056.2 | 51.4191 | -2.5728
9542547 | 360266.13 | 169739.95 | 51.4253 | -2.5729
9529677 | 360267.08 | 174319.54 | 51.4664 | -2.5734
9542482 | 360268.6 | 169266.4 | 51.421 | -2.5728
618216571 | 360270.1 | 181094.34 | 51.5274 | -2.5741
9542369 | 360271.7 | 167629.1 | 51.4063 | -2.5726
9542529 | 360271.6 | 169851.6 | 51.4263 | -2.5728
9529356 | 360271.92 | 170059.37 | 51.4281 | -2.5728
9535753 | 360271.3 | 177535.3 | 51.4954 | -2.5737
501584265 | 360271.31 | 177798.84 | 51.4977 | -2.5737
9529395 | 360272.66 | 170927.2 | 51.4359 | -2.5729
9542481 | 360273 | 169415.7 | 51.4223 | -2.5727
9551599 | 360273.72 | 189262.83 | 51.6008 | -2.575
9542430 | 360274 | 168916.3 | 51.4179 | -2.5727
628299750 | 360275.27 | 167101.55 | 51.4015 | -2.5724
9535744 | 360275.2 | 177403.3 | 51.4942 | -2.5736
271278198 | 360276.75 | 177837.33 | 51.4981 | -2.5736
9535795 | 360276.36 | 178057.08 | 51.5 | -2.5737
9529370 | 360277.5 | 170374.2 | 51.431 | -2.5728
9535817 | 360277.3 | 178578.9 | 51.5047 | -2.5737
9529371 | 360278.19 | 170225.61 | 51.4296 | -2.5728
9542368 | 360281 | 167571.4 | 51.4058 | -2.5724
9529377 | 360281.12 | 170378.79 | 51.431 | -2.5727
37258948 | 360282.56 | 187104.83 | 51.5814 | -2.5746
467041286 | 360284.87 | 174239.96 | 51.4657 | -2.5731
9529680 | 360284.51 | 174303.05 | 51.4663 | -2.5731
169102608 | 360285.32 | 166886.82 | 51.3996 | -2.5723
353012524 | 360285.27 | 178056.57 | 51.5 | -2.5735
443596396 | 360286.86 | 174237.03 | 51.4657 | -2.5731
9535759 | 360286.37 | 177615.72 | 51.4961 | -2.5735
97231887 | 360287.11 | 187260.98 | 51.5828 | -2.5745
535216124 | 360288.66 | 166865.83 | 51.3994 | -2.5722
9542388 | 360288.23 | 167785.67 | 51.4077 | -2.5723
606523327 | 360290.58 | 174242.83 | 51.4657 | -2.573
9529443 | 360292 | 171270.3 | 51.439 | -2.5727
467041312 | 360292.11 | 174241.71 | 51.4657 | -2.573
9542512 | 360293.74 | 169739.24 | 51.4253 | -2.5725
9529374 | 360294.5 | 170471.5 | 51.4318 | -2.5726
467041299 | 360294.27 | 174238.53 | 51.4657 | -2.573
606523538 | 360295.79 | 174240.84 | 51.4657 | -2.573
329530768 | 360297.92 | 177732.13 | 51.4971 | -2.5733
646106735 | 360298.69 | 171314.8 | 51.4394 | -2.5726
9542327 | 360300.13 | 167196.27 | 51.4024 | -2.5721
9529369 | 360300.8 | 170287.51 | 51.4302 | -2.5724
9529449 | 360300.87 | 171472.73 | 51.4408 | -2.5726
9529681 | 360300.02 | 174363.43 | 51.4668 | -2.5729
352983859 | 360300.4 | 174839.63 | 51.4711 | -2.573
9535801 | 360301 | 178100.7 | 51.5004 | -2.5733
9529384 | 360302.79 | 170168.14 | 51.4291 | -2.5724
9542367 | 360304.7 | 167647.9 | 51.4064 | -2.5721
9542403 | 360304.9 | 167942.4 | 51.4091 | -2.5721
9542516 | 360304.71 | 169664.57 | 51.4246 | -2.5723
9529731 | 360304.05 | 174853.44 | 51.4712 | -2.5729
625172458 | 360305.2 | 181034.98 | 51.5268 | -2.5736
271063461 | 360306.9 | 177688.6 | 51.4967 | -2.5732
9552197 | 360306.8 | 177992.69 | 51.4995 | -2.5732
9529396 | 360307.2 | 170949.3 | 51.4361 | -2.5724
9542340 | 360308.4 | 167416.6 | 51.4044 | -2.572
9529448 | 360309.6 | 171478.3 | 51.4409 | -2.5724
340562421 | 360309.74 | 177871.84 | 51.4984 | -2.5732
9529460 | 360310.07 | 171214.25 | 51.4385 | -2.5724
9529405 | 360311.58 | 170871.24 | 51.4354 | -2.5724
353000598 | 360313.91 | 169808.79 | 51.4259 | -2.5722
209792769 | 360313.55 | 177946.04 | 51.499 | -2.5731
623541222 | 360313.61 | 181233.61 | 51.5286 | -2.5735
639357342 | 360315.8 | 177658.24 | 51.4965 | -2.5731
9550052 | 360315.19 | 187191.84 | 51.5822 | -2.5741
9529445 | 360316.5 | 171371.31 | 51.4399 | -2.5723
9535760 | 360316.18 | 177693.31 | 51.4968 | -2.573
353000557 | 360318 | 167426.76 | 51.4045 | -2.5719
352983759 | 360317.58 | 171231.97 | 51.4387 | -2.5723
628299728 | 360318.06 | 167318.97 | 51.4035 | -2.5719
647162246 | 360318.12 | 167720.18 | 51.4071 | -2.5719
9529361 | 360318.31 | 170026.37 | 51.4278 | -2.5722
545850622 | 360319.17 | 167133.87 | 51.4018 | -2.5718
9529437 | 360320.5 | 171318.4 | 51.4395 | -2.5723
353000562 | 360321.23 | 167424.43 | 51.4044 | -2.5718
596539798 | 360321.43 | 168829.98 | 51.4171 | -2.572
352983754 | 360321.15 | 171233.76 | 51.4387 | -2.5722
9542375 | 360322.26 | 167734.97 | 51.4072 | -2.5718
9542454 | 360322.59 | 168567.41 | 51.4147 | -2.5719
9542518 | 360322.7 | 169815.5 | 51.4259 | -2.5721
9535816 | 360322.9 | 178542.2 | 51.5044 | -2.5731
9529404 | 360323.72 | 170879.16 | 51.4355 | -2.5722
153685328 | 360325.3 | 168922.3 | 51.4179 | -2.5719
9550053 | 360325.92 | 187236.42 | 51.5826 | -2.574
9529364 | 360326 | 170244.8 | 51.4298 | -2.5721
9529426 | 360326.43 | 170563.19 | 51.4327 | -2.5721
9542413 | 360327.7 | 168055.5 | 51.4101 | -2.5718
659376180 | 360327.5 | 180962.92 | 51.5262 | -2.5733
9529450 | 360331 | 171430.6 | 51.4405 | -2.5721
9542404 | 360331.9 | 167987 | 51.4095 | -2.5717
9529435 | 360331.61 | 171058.88 | 51.4371 | -2.5721
9529683 | 360331.2 | 174344.57 | 51.4667 | -2.5725
353029327 | 360332.66 | 169801.31 | 51.4258 | -2.5719
9542546 | 360332.2 | 169803.71 | 51.4258 | -2.5719
9542370 | 360334.3 | 167588.48 | 51.4059 | -2.5717
9529754 | 360334.1 | 174878 | 51.4715 | -2.5725
9542483 | 360335.84 | 169344.87 | 51.4217 | -2.5718
9529452 | 360335.4 | 171147.2 | 51.4379 | -2.572
623541230 | 360335.13 | 181151.45 | 51.5279 | -2.5732
9542321 | 360337.46 | 166961.08 | 51.4003 | -2.5715
9548802 | 360338.07 | 190210.1 | 51.6093 | -2.5741
9529682 | 360339.48 | 174352.5 | 51.4667 | -2.5723
9535600 | 360339.6 | 175098.5 | 51.4734 | -2.5724
9535797 | 360339.76 | 178022.88 | 51.4997 | -2.5728
623171110 | 360339.09 | 181099.65 | 51.5274 | -2.5731
9542468 | 360340 | 169036.7 | 51.4189 | -2.5717
9542386 | 360341.8 | 167890.6 | 51.4086 | -2.5716
9542376 | 360342.46 | 167731.93 | 51.4072 | -2.5716
227000270 | 360342.41 | 177900.63 | 51.4986 | -2.5727
37258953 | 360343.26 | 187140.2 | 51.5817 | -2.5737
9542336 | 360344.5 | 167477.8 | 51.4049 | -2.5715
9529375 | 360344.27 | 170488.96 | 51.432 | -2.5718
9545633 | 360345.72 | 162886.53 | 51.3636 | -2.571
353029297 | 360346.62 | 167754.36 | 51.4074 | -2.5715
9529488 | 360346.9 | 171593.1 | 51.4419 | -2.5719
9529355 | 360347 | 170075.3 | 51.4283 | -2.5717
596539813 | 360348.08 | 168677.25 | 51.4157 | -2.5716
596539806 | 360349.78 | 168763.92 | 51.4165 | -2.5716
9542545 | 360350.17 | 169813.31 | 51.4259 | -2.5717
9542377 | 360351.77 | 167737.74 | 51.4073 | -2.5714
9529368 | 360352.02 | 170280.06 | 51.4301 | -2.5717
353029307 | 360353.45 | 167757.39 | 51.4074 | -2.5714
9529687 | 360353.7 | 174024.7 | 51.4638 | -2.5721
9545634 | 360354.92 | 162896.01 | 51.3637 | -2.5708
9529423 | 360354.9 | 170622.6 | 51.4332 | -2.5717
9535742 | 360354.93 | 177445.25 | 51.4945 | -2.5725
9542325 | 360355.5 | 167028.2 | 51.4009 | -2.5713
9529489 | 360355 | 171574.3 | 51.4418 | -2.5718
9535754 | 360355.45 | 177505.87 | 51.4951 | -2.5725
9542515 | 360356.8 | 169619 | 51.4242 | -2.5716
9542330 | 360357.58 | 167261.76 | 51.403 | -2.5713
91883830 | 360357.24 | 186263.04 | 51.5738 | -2.5734
353000588 | 360359.98 | 169176.46 | 51.4202 | -2.5715
9542479 | 360359.5 | 169245 | 51.4208 | -2.5715
650894201 | 360359.41 | 173847.89 | 51.4622 | -2.572
37629722 | 360359.02 | 187069.89 | 51.5811 | -2.5735
9529376 | 360360.18 | 170399.41 | 51.4312 | -2.5716
161654442 | 360360.24 | 170417.49 | 51.4314 | -2.5716
161654450 | 360361.25 | 170413.19 | 51.4313 | -2.5716
153685323 | 360362.18 | 168832.81 | 51.4171 | -2.5714
153685364 | 360362.85 | 169131.82 | 51.4198 | -2.5714
625169344 | 360364.96 | 167396.86 | 51.4042 | -2.5712
9542366 | 360364.1 | 167551.7 | 51.4056 | -2.5712
9529480 | 360364.81 | 171163.2 | 51.4381 | -2.5716
571686084 | 360364.85 | 191556.73 | 51.6214 | -2.5739
667012686 | 360365.4 | 169449.91 | 51.4227 | -2.5714
650894055 | 360366.66 | 173855.38 | 51.4623 | -2.5719
357545976 | 360366.21 | 177679.75 | 51.4967 | -2.5723
9542511 | 360367.2 | 169734.5 | 51.4252 | -2.5714
9529447 | 360367.4 | 171483.1 | 51.4409 | -2.5716
9542334 | 360371.4 | 167397 | 51.4042 | -2.5711
9529483 | 360372.8 | 171301.31 | 51.4393 | -2.5715
9529652 | 360372.2 | 173854.2 | 51.4623 | -2.5718
9535803 | 360372.4 | 178204.1 | 51.5014 | -2.5723
9542333 | 360374.2 | 167459.1 | 51.4048 | -2.5711
9529442 | 360374.2 | 171250.5 | 51.4389 | -2.5715
9529438 | 360374.21 | 171324.88 | 51.4395 | -2.5715
9542323 | 360376.1 | 167104.9 | 51.4016 | -2.571
522949089 | 360376.47 | 177825.44 | 51.498 | -2.5722
9542371 | 360378 | 167713.2 | 51.407 | -2.571
9529684 | 360377.3 | 174112.9 | 51.4646 | -2.5718
9535813 | 360377.8 | 178321.8 | 51.5024 | -2.5722
9542328 | 360379.2 | 167188.2 | 51.4023 | -2.571
9535739 | 360379.76 | 177498.4 | 51.495 | -2.5721
535672293 | 360380.81 | 177872.48 | 51.4984 | -2.5721
625172466 | 360380.83 | 181062.54 | 51.5271 | -2.5725
153418212 | 360381.14 | 168839.04 | 51.4172 | -2.5711
632019949 | 360382.4 | 170863.2 | 51.4354 | -2.5713
9529406 | 360382.2 | 170996.7 | 51.4366 | -2.5713
9542372 | 360383.8 | 167638.7 | 51.4064 | -2.571
9542379 | 360383.3 | 167830.9 | 51.4081 | -2.571
625172474 | 360383.54 | 181122.13 | 51.5276 | -2.5725
9529365 | 360384.8 | 170209.2 | 51.4295 | -2.5712
9529674 | 360384.2 | 174267.7 | 51.466 | -2.5717
9542455 | 360385.3 | 168543.6 | 51.4145 | -2.571
9529373 | 360385.03 | 170315.32 | 51.4304 | -2.5712
9529444 | 360385.57 | 171397.23 | 51.4402 | -2.5713
9529385 | 360386.6 | 170132.3 | 51.4288 | -2.5712
9542383 | 360387.6 | 167918.9 | 51.4089 | -2.5709
36850665 | 360387.35 | 189416 | 51.6022 | -2.5733
9535755 | 360388.28 | 177594.03 | 51.4959 | -2.572
353000572 | 360395.34 | 167868.01 | 51.4084 | -2.5708
9529487 | 360395.6 | 171593.7 | 51.4419 | -2.5712
353000567 | 360396.63 | 167871.8 | 51.4085 | -2.5708
492188836 | 360397.45 | 163872.1 | 51.3725 | -2.5703
9529685 | 360398.11 | 174067.69 | 51.4642 | -2.5715
9542381 | 360399.8 | 167859.7 | 51.4084 | -2.5707
153685372 | 360400.9 | 169013 | 51.4187 | -2.5709
9529651 | 360400.7 | 173827 | 51.462 | -2.5714
9529673 | 360400.6 | 174274.5 | 51.466 | -2.5715
9542544 | 360402.4 | 169842.6 | 51.4262 | -2.5709
9529403 | 360402.54 | 170930.73 | 51.436 | -2.571
9529433 | 360403.9 | 171141.3 | 51.4379 | -2.5711
9545632 | 360404.41 | 162851.2 | 51.3633 | -2.5701
9529362 | 360404 | 170048.8 | 51.428 | -2.5709
9529431 | 360406.48 | 171158.71 | 51.438 | -2.571
357545866 | 360406.98 | 177864.68 | 51.4983 | -2.5718
9550051 | 360406.44 | 187346.94 | 51.5836 | -2.5728
153418239 | 360407.8 | 168753.4 | 51.4164 | -2.5707
9542324 | 360408.8 | 167130.7 | 51.4018 | -2.5705
9529436 | 360408.17 | 171105.46 | 51.4375 | -2.571
9542421 | 360409.9 | 168948 | 51.4182 | -2.5707
9529422 | 360409.7 | 170581.6 | 51.4328 | -2.5709
629587058 | 360409.28 | 181178.02 | 51.5281 | -2.5721
9542517 | 360410.7 | 169856.6 | 51.4263 | -2.5708
357545926 | 360410.62 | 177827.05 | 51.498 | -2.5717
674552520 | 360410.42 | 179706.49 | 51.5149 | -2.5719
668852993 | 360411.97 | 168913.52 | 51.4178 | -2.5707
9535740 | 360411.43 | 177441.34 | 51.4945 | -2.5717
9542505 | 360413.2 | 169568 | 51.4237 | -2.5707
37258911 | 360413.62 | 187143.02 | 51.5817 | -2.5727
9535756 | 360414.08 | 177541.99 | 51.4954 | -2.5716
553063702 | 360414.22 | 177680.22 | 51.4967 | -2.5716
9542329 | 360415.5 | 167278.4 | 51.4031 | -2.5705
424366676 | 360415.87 | 177747.9 | 51.4973 | -2.5716
357545872 | 360415.03 | 177887.41 | 51.4985 | -2.5716
174174421 | 360415.36 | 177978.06 | 51.4993 | -2.5717
9542373 | 360416.5 | 167705.7 | 51.407 | -2.5705
9542484 | 360417.5 | 169340.1 | 51.4217 | -2.5707
9542509 | 360417.5 | 169660.2 | 51.4246 | -2.5707
9529486 | 360417.96 | 171525.77 | 51.4413 | -2.5709
627638485 | 360417.68 | 181056.33 | 51.527 | -2.572
9542382 | 360420.5 | 167943.1 | 51.4091 | -2.5705
9542422 | 360420.19 | 168920.66 | 51.4179 | -2.5706
9535802 | 360421.05 | 178084.84 | 51.5003 | -2.5716
607183961 | 360421.7 | 180998.78 | 51.5265 | -2.5719
9542374 | 360422.23 | 167694.12 | 51.4069 | -2.5704
9529408 | 360423.48 | 170858.5 | 51.4353 | -2.5707
357545920 | 360424.18 | 177844.96 | 51.4981 | -2.5715
9542506 | 360425.1 | 169570.9 | 51.4237 | -2.5706
352983819 | 360425.79 | 173564.5 | 51.4597 | -2.571
364609098 | 360426.8 | 177612.76 | 51.4961 | -2.5715
9529755 | 360427.9 | 174974.6 | 51.4723 | -2.5711
9542485 | 360429.6 | 169283.8 | 51.4212 | -2.5705
9542418 | 360430.5 | 168015.8 | 51.4098 | -2.5703
9542508 | 360430.2 | 169592.5 | 51.4239 | -2.5705
9542540 | 360430.2 | 169946.4 | 51.4271 | -2.5705
37258898 | 360430.96 | 187189.18 | 51.5822 | -2.5725
9529378 | 360431.4 | 170494.33 | 51.4321 | -2.5706
469765459 | 360431.53 | 178070.09 | 51.5002 | -2.5714
11841904 | 360431.18 | 189523.56 | 51.6031 | -2.5727
9542543 | 360433.23 | 169849.19 | 51.4263 | -2.5705
9542380 | 360436.2 | 167774.4 | 51.4076 | -2.5702
9529441 | 360436.87 | 171257.12 | 51.4389 | -2.5706
630054968 | 360436.5 | 181104.2 | 51.5275 | -2.5717
9542331 | 360439.4 | 167357.4 | 51.4039 | -2.5701
528256973 | 360441.34 | 177792.87 | 51.4977 | -2.5713
153685314 | 360442.7 | 168753.8 | 51.4164 | -2.5702
9529446 | 360442.1 | 171369.4 | 51.4399 | -2.5705
9529712 | 360443.6 | 174244.9 | 51.4658 | -2.5708
9535601 | 360443.4 | 175119.3 | 51.4736 | -2.5709
9542415 | 360444.4 | 168045.4 | 51.41 | -2.5701
9535800 | 360444.24 | 178010.12 | 51.4996 | -2.5712
353013654 | 360444.49 | 189397.26 | 51.602 | -2.5725
9542501 | 360445.21 | 169441.42 | 51.4226 | -2.5703
550278088 | 360447.2 | 174293.3 | 51.4662 | -2.5708
9542417 | 360448.3 | 168027.4 | 51.4099 | -2.5701
9529439 | 360448.5 | 171308.14 | 51.4394 | -2.5704
9529672 | 360448.9 | 174100.3 | 51.4645 | -2.5707
357545982 | 360450.36 | 177889.07 | 51.4985 | -2.5711
9529379 | 360451.9 | 170429.8 | 51.4315 | -2.5703
9542416 | 360452.3 | 168039.23 | 51.41 | -2.57
9529366 | 360452.3 | 170257.8 | 51.4299 | -2.5703
9529511 | 360454.39 | 171561.72 | 51.4417 | -2.5704
9542502 | 360455.8 | 169464.7 | 51.4228 | -2.5701
627638473 | 360455.45 | 181175.47 | 51.5281 | -2.5714
94167894 | 360456.14 | 162973.6 | 51.3644 | -2.5694
9529675 | 360456.6 | 174304.77 | 51.4663 | -2.5707
9542320 | 360457.82 | 166982.82 | 51.4005 | -2.5698
627638479 | 360457.4 | 181099.72 | 51.5274 | -2.5714
193461977 | 360460.58 | 168198.25 | 51.4114 | -2.5699
9529429 | 360460.97 | 171049.37 | 51.437 | -2.5702
9529372 | 360461.8 | 170408.2 | 51.4313 | -2.5701
9529666 | 360461.39 | 173932.37 | 51.463 | -2.5705
9529676 | 360461.8 | 174369.9 | 51.4669 | -2.5706
460227996 | 360461.77 | 180408.72 | 51.5212 | -2.5713
425676001 | 360462.9 | 174367.56 | 51.4669 | -2.5706
183143492 | 360463.76 | 168780.41 | 51.4166 | -2.5699
9529686 | 360463.6 | 174036 | 51.4639 | -2.5705
9542378 | 360464.7 | 167852 | 51.4083 | -2.5698
9529671 | 360464.59 | 174193.94 | 51.4653 | -2.5705
9529388 | 360465.7 | 170328.5 | 51.4306 | -2.5701
9545635 | 360466.73 | 162928.31 | 51.364 | -2.5692
9542326 | 360467.49 | 167172.13 | 51.4022 | -2.5697
9542458 | 360468.3 | 168508.5 | 51.4142 | -2.5698
9535844 | 360468.75 | 179043.27 | 51.5089 | -2.571
9529440 | 360469.9 | 171352.1 | 51.4398 | -2.5701
609805861 | 360471.28 | 170374.2 | 51.431 | -2.57
9529367 | 360472.06 | 170209.48 | 51.4295 | -2.57
357545914 | 360472.15 | 177835.14 | 51.4981 | -2.5708
37629761 | 360472.57 | 187026.5 | 51.5807 | -2.5719
9529485 | 360473.4 | 171503.4 | 51.4411 | -2.5701
357545940 | 360473.67 | 177761 | 51.4974 | -2.5708
9529410 | 360475 | 170852.3 | 51.4353 | -2.57
9542507 | 360475.68 | 169608.91 | 51.4241 | -2.5699
9529386 | 360475.47 | 170135.62 | 51.4288 | -2.5699
9529421 | 360475.53 | 170510.17 | 51.4322 | -2.57
9542457 | 360476.4 | 168516.4 | 51.4143 | -2.5697
357545970 | 360476.12 | 177642.38 | 51.4963 | -2.5707
9529402 | 360477.28 | 170979.98 | 51.4364 | -2.57
9529432 | 360478.83 | 171191.02 | 51.4383 | -2.57
9535845 | 360478.5 | 179050.7 | 51.509 | -2.5709
9535811 | 360479.1 | 178476.7 | 51.5038 | -2.5708
9529427 | 360480.67 | 170627.87 | 51.4333 | -2.5699
9542335 | 360481.8 | 167443.7 | 51.4046 | -2.5695
677866528 | 360483.63 | 174056.75 | 51.4641 | -2.5702
9542423 | 360484.01 | 168853.89 | 51.4173 | -2.5696
9542510 | 360484.6 | 169740.8 | 51.4253 | -2.5697
9542542 | 360484.59 | 169859.77 | 51.4264 | -2.5697
9542414 | 360485.05 | 168137.51 | 51.4109 | -2.5695
9535812 | 360486.2 | 178351.6 | 51.5027 | -2.5707
9548111 | 360486.75 | 180627.08 | 51.5232 | -2.5709
82781330 | 360486.34 | 186382.87 | 51.5749 | -2.5716
9551605 | 360486.36 | 188721.95 | 51.5959 | -2.5718
11841917 | 360486.12 | 189534.13 | 51.6032 | -2.5719
9542332 | 360487.4 | 167401.2 | 51.4043 | -2.5694
645009658 | 360487.67 | 174069.1 | 51.4642 | -2.5702
357545908 | 360487.11 | 177817.91 | 51.4979 | -2.5706
613958833 | 360488.04 | 167034.22 | 51.401 | -2.5694
9529644 | 360488 | 173685.9 | 51.4608 | -2.5701
9535815 | 360489.87 | 178572.5 | 51.5047 | -2.5707
9535814 | 360493.05 | 178923.46 | 51.5078 | -2.5706
9529363 | 360495.46 | 170050.03 | 51.4281 | -2.5696
9542503 | 360496.2 | 169415.11 | 51.4224 | -2.5695
9529667 | 360496.9 | 173863.3 | 51.4624 | -2.57
9529409 | 360498.34 | 170907.25 | 51.4358 | -2.5697
9529484 | 360498.4 | 171595.4 | 51.442 | -2.5697
9535741 | 360498.54 | 177425.6 | 51.4944 | -2.5704
357934123 | 360498.5 | 177709.25 | 51.4969 | -2.5704
522949501 | 360498.84 | 177946.2 | 51.4991 | -2.5705
9535799 | 360498.9 | 178154 | 51.5009 | -2.5705
9530029 | 360502.3 | 173559.3 | 51.4596 | -2.5699
9530019 | 360502.98 | 173796.38 | 51.4618 | -2.5699
9530016 | 360503.9 | 173742.4 | 51.4613 | -2.5699
529169318 | 360503.52 | 177867.15 | 51.4984 | -2.5704
9530096 | 360504.8 | 174286.3 | 51.4662 | -2.57
9542729 | 360506.58 | 169871.98 | 51.4265 | -2.5694
9529983 | 360506.5 | 173998.2 | 51.4636 | -2.5699
9536020 | 360506.23 | 177529.98 | 51.4953 | -2.5703
9542716 | 360507.05 | 169647.1 | 51.4244 | -2.5694
20125852 | 360507.81 | 173718.47 | 51.461 | -2.5699
9529986 | 360507.5 | 173943.9 | 51.4631 | -2.5699
9530024 | 360508.6 | 173680.6 | 51.4607 | -2.5698
357545902 | 360508.83 | 177823.08 | 51.498 | -2.5703
9551608 | 360508.73 | 188727.56 | 51.596 | -2.5715
9530021 | 360509.8 | 173896.1 | 51.4626 | -2.5698
9542555 | 360510.2 | 167315.8 | 51.4035 | -2.5691
9542722 | 360510.1 | 169986.2 | 51.4275 | -2.5694
353000653 | 360511.29 | 169631.86 | 51.4243 | -2.5693
357546201 | 360511.17 | 177648.81 | 51.4964 | -2.5702
9542683 | 360512.7 | 169383.97 | 51.4221 | -2.5693
9530058 | 360513.3 | 174235.31 | 51.4657 | -2.5698
9542591 | 360515.8 | 167749.7 | 51.4074 | -2.5691
566991240 | 360515.45 | 177788.22 | 51.4976 | -2.5702
9542595 | 360516.4 | 167937.7 | 51.4091 | -2.5691
9535860 | 360516.65 | 175095.24 | 51.4734 | -2.5699
9542723 | 360518.77 | 169943.43 | 51.4271 | -2.5693
616320929 | 360519.45 | 168214.81 | 51.4116 | -2.5691
9529776 | 360519.2 | 170444.4 | 51.4316 | -2.5693
9530056 | 360519.6 | 174148.8 | 51.4649 | -2.5697
9530090 | 360520.8 | 174436.2 | 51.4675 | -2.5697
9542554 | 360521.8 | 167308.7 | 51.4034 | -2.5689
9542737 | 360521.1 | 169527.7 | 51.4234 | -2.5692
9529864 | 360521.24 | 171034.15 | 51.4369 | -2.5693
646620132 | 360522.5 | 173366.4 | 51.4579 | -2.5696
9542575 | 360523.4 | 167534.7 | 51.4055 | -2.5689
9545637 | 360524.71 | 162900.23 | 51.3638 | -2.5684
9530091 | 360524.4 | 174426.3 | 51.4674 | -2.5697
357545964 | 360524.63 | 177626.69 | 51.4962 | -2.57
37302011 | 360524.02 | 186256.89 | 51.5738 | -2.571
9529841 | 360525.6 | 170523.5 | 51.4323 | -2.5692
9529816 | 360525.81 | 170845.93 | 51.4352 | -2.5693
9530030 | 360525.8 | 173504.8 | 51.4591 | -2.5696
508383997 | 360525.48 | 178891.91 | 51.5076 | -2.5702
646778803 | 360525.42 | 179057.49 | 51.5091 | -2.5702
9542613 | 360526.89 | 168284.24 | 51.4122 | -2.569
357545878 | 360527.55 | 177908.33 | 51.4987 | -2.57
9542616 | 360528.95 | 168270.35 | 51.4121 | -2.5689
9542726 | 360528.5 | 169859.7 | 51.4264 | -2.5691
9530025 | 360528.7 | 173632.1 | 51.4603 | -2.5695
9542565 | 360530.6 | 167481.49 | 51.405 | -2.5688
9536013 | 360530.3 | 177492 | 51.495 | -2.5699
9542574 | 360531.9 | 167561.8 | 51.4057 | -2.5688
648870858 | 360532.73 | 173314.36 | 51.4574 | -2.5694
9530035 | 360536 | 174046.4 | 51.464 | -2.5695
9536047 | 360535.4 | 178789.7 | 51.5066 | -2.57
9542609 | 360536.3 | 168109.5 | 51.4106 | -2.5688
9530079 | 360536.2 | 174265.4 | 51.466 | -2.5695
357545946 | 360537.36 | 177783.13 | 51.4976 | -2.5699
357545958 | 360538.8 | 177651.32 | 51.4964 | -2.5698
650939618 | 360539.67 | 174203.66 | 51.4654 | -2.5694
9542606 | 360540.8 | 168026.1 | 51.4099 | -2.5687
9529963 | 360540.8 | 173404.1 | 51.4582 | -2.5693
9530020 | 360541.7 | 173905.3 | 51.4627 | -2.5694
9529773 | 360542.9 | 170322.51 | 51.4305 | -2.569
9529769 | 360543.8 | 170260.5 | 51.43 | -2.5689
9529814 | 360545.17 | 170996.29 | 51.4366 | -2.569
522836600 | 360545.16 | 177570.96 | 51.4957 | -2.5697
9529965 | 360546.1 | 173374.7 | 51.458 | -2.5693
9529818 | 360548.9 | 170836.6 | 51.4351 | -2.5689
336465207 | 360548.56 | 179965.57 | 51.5172 | -2.57
9530028 | 360549.97 | 173565.1 | 51.4597 | -2.5692
9542576 | 360550.9 | 167660.2 | 51.4066 | -2.5686
353027489 | 360550.49 | 168035.51 | 51.41 | -2.5686
353027484 | 360551.6 | 168039.35 | 51.41 | -2.5686
9530057 | 360551.33 | 174222.37 | 51.4656 | -2.5693
357934066 | 360551.58 | 177827.59 | 51.498 | -2.5697
652903405 | 360552.5 | 174233.45 | 51.4657 | -2.5693
9529767 | 360553.55 | 170169.11 | 51.4291 | -2.5688
619799690 | 360554.89 | 167399.52 | 51.4042 | -2.5685
9542561 | 360557.2 | 167369.1 | 51.404 | -2.5684
353000603 | 360557.18 | 167399.17 | 51.4042 | -2.5684
641939318 | 360557.92 | 177518.41 | 51.4952 | -2.5696
9542562 | 360558.2 | 167389.2 | 51.4041 | -2.5684
9542578 | 360558.22 | 167660.36 | 51.4066 | -2.5684
9542556 | 360559.8 | 167121.3 | 51.4017 | -2.5684
9542685 | 360559.38 | 169580.17 | 51.4238 | -2.5686
9529772 | 360559.2 | 170383 | 51.4311 | -2.5687
522836608 | 360559.92 | 177646.47 | 51.4964 | -2.5695
9529861 | 360560.86 | 171110 | 51.4376 | -2.5688
9542599 | 360562.9 | 167678.81 | 51.4067 | -2.5684
161654717 | 360562.37 | 170325.85 | 51.4305 | -2.5687
161654709 | 360562.97 | 170329.47 | 51.4306 | -2.5687
627257787 | 360562.08 | 170632.14 | 51.4333 | -2.5687
9529967 | 360562.8 | 173447.8 | 51.4586 | -2.569
641939306 | 360562.22 | 177517.54 | 51.4952 | -2.5695
9530088 | 360565.6 | 174475.6 | 51.4679 | -2.5691
22449666 | 360565.69 | 186620.74 | 51.5771 | -2.5705
9545782 | 360566.16 | 174254.21 | 51.4659 | -2.5691
9545783 | 360567.58 | 174253.37 | 51.4659 | -2.569
626928573 | 360567.42 | 174266.24 | 51.466 | -2.569
522949493 | 360567.21 | 177917.44 | 51.4988 | -2.5695
9542654 | 360568.1 | 168770.9 | 51.4166 | -2.5684
9530022 | 360568.57 | 173809.01 | 51.4619 | -2.569
314685173 | 360568.22 | 174011.14 | 51.4637 | -2.569
652903490 | 360568.78 | 174244.46 | 51.4658 | -2.569
626928578 | 360568.01 | 174267.66 | 51.466 | -2.569
357545952 | 360568.53 | 177747.73 | 51.4973 | -2.5694
9536064 | 360568.76 | 178883.55 | 51.5075 | -2.5696
9529865 | 360569.33 | 171193.71 | 51.4384 | -2.5687
357545896 | 360570.63 | 177801.01 | 51.4978 | -2.5694
9536045 | 360570.99 | 178544.84 | 51.5044 | -2.5695
645135146 | 360571.8 | 169770.6 | 51.4256 | -2.5685
9529815 | 360571.92 | 170956.42 | 51.4362 | -2.5686
9535862 | 360571.37 | 175156.52 | 51.474 | -2.5691
9536038 | 360571.8 | 178421.3 | 51.5033 | -2.5695
361355975 | 360573.99 | 174157.35 | 51.465 | -2.5689
9530089 | 360573.4 | 174375.41 | 51.467 | -2.569
9542615 | 360574.8 | 168239.6 | 51.4118 | -2.5683
640397481 | 360574.77 | 170050.35 | 51.4281 | -2.5685
9530085 | 360574.5 | 174449.7 | 51.4676 | -2.569
9542629 | 360575.6 | 168403.8 | 51.4133 | -2.5683
9542686 | 360575.8 | 169565.8 | 51.4237 | -2.5684
9542727 | 360575.56 | 169863.81 | 51.4264 | -2.5684
9542566 | 360576.6 | 167489.7 | 51.405 | -2.5682
9542630 | 360576.17 | 168483.61 | 51.414 | -2.5683
9542590 | 360578.69 | 167830.75 | 51.4081 | -2.5682
522836616 | 360578.2 | 177729.29 | 51.4971 | -2.5693
9536031 | 360579.15 | 178015.36 | 51.4997 | -2.5693
9530078 | 360583.6 | 174299 | 51.4663 | -2.5688
9529968 | 360586.2 | 173484.3 | 51.459 | -2.5687
9530055 | 360586.5 | 174094.7 | 51.4644 | -2.5688
9542614 | 360587 | 168234.2 | 51.4117 | -2.5681
9542715 | 360587.64 | 169684.98 | 51.4248 | -2.5682
9529819 | 360587.47 | 170829.19 | 51.4351 | -2.5684
9530017 | 360588 | 173720.3 | 51.4611 | -2.5687
627257795 | 360588.51 | 170560.19 | 51.4327 | -2.5683
9536070 | 360589.9 | 179050.2 | 51.509 | -2.5693
9530084 | 360591.02 | 174418.68 | 51.4673 | -2.5687
9542557 | 360592.6 | 167093.4 | 51.4015 | -2.5679
9542608 | 360593.2 | 168097.4 | 51.4105 | -2.568
616320937 | 360594.47 | 168187.01 | 51.4113 | -2.568
9529833 | 360594.88 | 170675.81 | 51.4337 | -2.5683
9529842 | 360595.6 | 170778.1 | 51.4346 | -2.5683
151687122 | 360596.15 | 168443.39 | 51.4136 | -2.568
9542669 | 360597.4 | 169222.12 | 51.4206 | -2.5681
9530097 | 360598 | 174325.5 | 51.4665 | -2.5686
9529817 | 360598.7 | 170892.2 | 51.4356 | -2.5682
9530023 | 360598.56 | 173674.84 | 51.4607 | -2.5685
522836630 | 360600.98 | 177825.4 | 51.498 | -2.569
357545890 | 360600.05 | 177853.97 | 51.4982 | -2.569
145298356 | 360601.36 | 168798.41 | 51.4168 | -2.5679
9529984 | 360601.5 | 173991.01 | 51.4635 | -2.5685
615328556 | 360603.72 | 167913.46 | 51.4089 | -2.5678
9530031 | 360603.5 | 173525.8 | 51.4593 | -2.5684
9542611 | 360604.89 | 168189.9 | 51.4113 | -2.5678
9530080 | 360604.9 | 174256.9 | 51.4659 | -2.5685
9542728 | 360605.6 | 169868 | 51.4264 | -2.568
9542570 | 360607.4 | 167655.2 | 51.4065 | -2.5677
9542724 | 360607.5 | 169954.1 | 51.4272 | -2.568
9529777 | 360607.18 | 170469.68 | 51.4318 | -2.568
9529961 | 360607.1 | 173298.1 | 51.4573 | -2.5684
640649109 | 360608.39 | 168842.31 | 51.4172 | -2.5679
37587136 | 360611.09 | 168382.46 | 51.4131 | -2.5678
9542559 | 360612.7 | 167259.4 | 51.403 | -2.5676
9529768 | 360613.7 | 170233.2 | 51.4297 | -2.5679
9542560 | 360617.2 | 167157 | 51.4021 | -2.5675
463365810 | 360618.59 | 178665.87 | 51.5055 | -2.5688
9542730 | 360619.68 | 169887.49 | 51.4266 | -2.5678
9530013 | 360619.3 | 173746.41 | 51.4613 | -2.5682
9536048 | 360620.47 | 178751.9 | 51.5063 | -2.5688
522836638 | 360621.78 | 177902.15 | 51.4987 | -2.5687
9542571 | 360622.9 | 167559.8 | 51.4057 | -2.5675
9530081 | 360622.26 | 174303.61 | 51.4663 | -2.5683
314685244 | 360624.69 | 174189.23 | 51.4653 | -2.5682
9529862 | 360625.17 | 171091.08 | 51.4374 | -2.5679
634703358 | 360625.9 | 178330.7 | 51.5025 | -2.5687
9536039 | 360625.1 | 178489.9 | 51.504 | -2.5687
9535861 | 360626.59 | 175223.27 | 51.4746 | -2.5683
9542607 | 360627.3 | 168139.58 | 51.4109 | -2.5675
9529966 | 360627.8 | 173453.5 | 51.4587 | -2.5681
643677360 | 360627.63 | 174385.71 | 51.4671 | -2.5682
314685181 | 360629.72 | 174036.64 | 51.4639 | -2.5681
646756873 | 360630.63 | 170120.71 | 51.4287 | -2.5677
9529821 | 360630.5 | 170879.5 | 51.4355 | -2.5678
9529774 | 360631.8 | 170308.9 | 51.4304 | -2.5677
9536049 | 360632.9 | 178818.8 | 51.5069 | -2.5686
352998251 | 360633.33 | 177961.32 | 51.4992 | -2.5685
9542658 | 360635.94 | 168586.5 | 51.4149 | -2.5674
9529766 | 360635.17 | 170037.51 | 51.428 | -2.5676
9529808 | 360635.9 | 170943.8 | 51.4361 | -2.5677
585692134 | 360635.61 | 177968.31 | 51.4993 | -2.5685
9542649 | 360636.7 | 168620 | 51.4152 | -2.5674
9529820 | 360636.36 | 170824.48 | 51.435 | -2.5677
512461228 | 360636.83 | 170831.58 | 51.4351 | -2.5677
584893650 | 360636.12 | 173721.79 | 51.4611 | -2.568
9542688 | 360637.3 | 169607.7 | 51.4241 | -2.5675
9529962 | 360638.7 | 173247.6 | 51.4568 | -2.5679
9536071 | 360639.66 | 179058.69 | 51.5091 | -2.5685
571686097 | 360639.16 | 191575.63 | 51.6216 | -2.57
353027479 | 360641.24 | 167967.09 | 51.4094 | -2.5673
9542596 | 360641.85 | 167971.91 | 51.4094 | -2.5673
9530086 | 360641.5 | 174406 | 51.4672 | -2.568
641939267 | 360641.97 | 177514.3 | 51.4952 | -2.5683
401906133 | 360641.82 | 178576.08 | 51.5047 | -2.5685
9542736 | 360642.3 | 169841.3 | 51.4262 | -2.5675
668676176 | 360643.51 | 168828.17 | 51.4171 | -2.5673
314685237 | 360643.4 | 174261.2 | 51.4659 | -2.568
641939255 | 360643 | 177519.39 | 51.4952 | -2.5683
9529771 | 360644.1 | 170402.5 | 51.4312 | -2.5675
349086258 | 360645 | 173784.7 | 51.4617 | -2.5679
9529770 | 360646.3 | 170317.5 | 51.4305 | -2.5675
616960406 | 360646.93 | 178001.66 | 51.4996 | -2.5683
9542592 | 360647.4 | 167795.4 | 51.4078 | -2.5672
9542628 | 360647.9 | 168302.9 | 51.4124 | -2.5672
9529863 | 360648.89 | 171009.98 | 51.4367 | -2.5675
9542572 | 360649.3 | 167524.3 | 51.4054 | -2.5671
9529859 | 360651.51 | 171109.79 | 51.4376 | -2.5675
9529985 | 360653.59 | 173942.92 | 51.4631 | -2.5678
225641728 | 360653.48 | 174487.88 | 51.468 | -2.5678
9536032 | 360654.26 | 178069.32 | 51.5002 | -2.5682
625679189 | 360655.14 | 169404.58 | 51.4223 | -2.5672
11796088 | 360655.14 | 175381.11 | 51.476 | -2.5679
9542717 | 360656.29 | 169799.39 | 51.4258 | -2.5673
11796111 | 360656.5 | 175378.1 | 51.476 | -2.5679
492188924 | 360657.22 | 164027.63 | 51.3739 | -2.5666
461442230 | 360657.45 | 168043.6 | 51.41 | -2.5671
9542692 | 360657 | 169654.8 | 51.4245 | -2.5672
9529866 | 360657.09 | 171193.61 | 51.4384 | -2.5674
11796075 | 360658.55 | 175379.54 | 51.476 | -2.5679
9542558 | 360660.7 | 167218.1 | 51.4026 | -2.5669
9542657 | 360660.8 | 168692 | 51.4159 | -2.5671
353000623 | 360661.66 | 168042.83 | 51.41 | -2.567
361415320 | 360661.5 | 174110.6 | 51.4646 | -2.5677
9542577 | 360663.61 | 167709.88 | 51.407 | -2.5669
9542670 | 360663.23 | 169239.22 | 51.4208 | -2.5671
9530082 | 360663.3 | 174377.3 | 51.467 | -2.5677
544677087 | 360665 | 175246.2 | 51.4748 | -2.5677
9542604 | 360665.7 | 168170.6 | 51.4112 | -2.567
9542733 | 360667.56 | 169890.47 | 51.4266 | -2.5671
9530018 | 360668.04 | 173723.67 | 51.4611 | -2.5675
353000638 | 360670.7 | 169510.94 | 51.4232 | -2.567
9536034 | 360671.7 | 178187.3 | 51.5012 | -2.568
154765425 | 360672.44 | 168282.35 | 51.4122 | -2.5669
9542714 | 360672.81 | 169717.62 | 51.4251 | -2.567
9529835 | 360673.64 | 170801.66 | 51.4348 | -2.5671
9536065 | 360674.2 | 178867.2 | 51.5074 | -2.568
9529822 | 360675.82 | 170829.4 | 51.4351 | -2.5671
614106066 | 360676.9 | 169329.1 | 51.4216 | -2.5669
617245420 | 360676.9 | 178251.1 | 51.5018 | -2.5679
9536072 | 360678.5 | 179052.1 | 51.509 | -2.568
9542617 | 360679.2 | 168286.7 | 51.4122 | -2.5668
314685189 | 360679.28 | 174057.18 | 51.4641 | -2.5674
9542589 | 360681.8 | 167869.1 | 51.4085 | -2.5667
36906179 | 360681.84 | 192830.29 | 51.6329 | -2.5695
9535864 | 360682.05 | 175249.03 | 51.4748 | -2.5675
9529834 | 360683.46 | 170721.57 | 51.4341 | -2.567
649403869 | 360683.9 | 170794.09 | 51.4348 | -2.567
9536062 | 360684.8 | 178695.7 | 51.5058 | -2.5679
9530094 | 360686.3 | 174345.5 | 51.4667 | -2.5673
9535898 | 360687.13 | 175283.46 | 51.4751 | -2.5674
9542656 | 360688.03 | 168772.82 | 51.4166 | -2.5667
9542648 | 360688.25 | 168838.17 | 51.4172 | -2.5667
9529979 | 360690.06 | 173383.08 | 51.4581 | -2.5672
314685229 | 360690.24 | 174187.43 | 51.4653 | -2.5673
37597505 | 360690.4 | 186583.93 | 51.5767 | -2.5687
673532818 | 360692.28 | 170801.24 | 51.4348 | -2.5669
9529856 | 360692.08 | 171137.72 | 51.4379 | -2.5669
9542600 | 360693.3 | 167609.9 | 51.4061 | -2.5665
9530098 | 360693.3 | 174298.8 | 51.4663 | -2.5672
9529826 | 360694.94 | 170504.13 | 51.4322 | -2.5668
13887031 | 360694.52 | 170804.74 | 51.4349 | -2.5668
642471212 | 360694.75 | 174472.43 | 51.4678 | -2.5672
9542725 | 360695 | 169985.7 | 51.4275 | -2.5667
9536066 | 360695 | 178945.1 | 51.5081 | -2.5677
223465931 | 360696.5 | 169687.21 | 51.4248 | -2.5667
9542687 | 360697.68 | 169552.06 | 51.4236 | -2.5667
9530087 | 360697.01 | 174473.27 | 51.4679 | -2.5672
9529857 | 360698.65 | 171052.04 | 51.4371 | -2.5668
9542626 | 360699.7 | 168338.6 | 51.4127 | -2.5665
192762671 | 360702.42 | 168513.65 | 51.4143 | -2.5665
9542731 | 360704.9 | 169918.1 | 51.4269 | -2.5666
9529987 | 360705.2 | 173901.5 | 51.4627 | -2.567
9536051 | 360705.2 | 178660.6 | 51.5055 | -2.5676
9542586 | 360707.6 | 167967.5 | 51.4094 | -2.5663
9529809 | 360708.8 | 170942.9 | 51.4361 | -2.5666
9542677 | 360709.88 | 169481.77 | 51.423 | -2.5665
9542564 | 360710.03 | 167470.51 | 51.4049 | -2.5662
9529787 | 360710.46 | 170084.86 | 51.4284 | -2.5665
9542605 | 360711.6 | 168190.5 | 51.4114 | -2.5663
9536040 | 360712.9 | 178447.8 | 51.5036 | -2.5674
154622980 | 360713.9 | 168587.6 | 51.4149 | -2.5663
586116573 | 360714.83 | 170751.82 | 51.4344 | -2.5665
9536052 | 360717.6 | 178591.3 | 51.5049 | -2.5674
37558438 | 360718.18 | 186404.84 | 51.5751 | -2.5682
9529775 | 360720.76 | 170294.3 | 51.4303 | -2.5664
9536073 | 360720.3 | 179027.2 | 51.5088 | -2.5674
192590009 | 360721.74 | 168586.59 | 51.4149 | -2.5662
9529781 | 360721.27 | 170426.01 | 51.4315 | -2.5664
9530083 | 360721.82 | 174454.26 | 51.4677 | -2.5669
9542720 | 360723 | 169893.1 | 51.4267 | -2.5663
9529782 | 360724.6 | 170379.7 | 51.431 | -2.5664
9530106 | 360725 | 174513.7 | 51.4682 | -2.5668
633026936 | 360724.08 | 179909.57 | 51.5167 | -2.5674
154622986 | 360725.2 | 168590.1 | 51.415 | -2.5661
9542650 | 360726.21 | 168828.48 | 51.4171 | -2.5662
9529788 | 360727.87 | 170095.81 | 51.4285 | -2.5663
352983930 | 360727.91 | 173899.59 | 51.4627 | -2.5667
314685221 | 360727.17 | 174229.65 | 51.4657 | -2.5667
9530063 | 360727.63 | 174421.4 | 51.4674 | -2.5668
9530116 | 360727.8 | 174746.7 | 51.4703 | -2.5668
9542676 | 360729.58 | 169394.73 | 51.4222 | -2.5662
9542713 | 360729.4 | 169699 | 51.4249 | -2.5662
28640259 | 360730.03 | 177479.6 | 51.4949 | -2.5671
9542568 | 360732.5 | 167611.4 | 51.4062 | -2.5659
9542671 | 360735.53 | 169296.05 | 51.4213 | -2.5661
9542693 | 360737.9 | 169637.4 | 51.4244 | -2.5661
9542719 | 360737.37 | 169835.71 | 51.4262 | -2.5661
9529824 | 360737.67 | 170508.7 | 51.4322 | -2.5662
9529860 | 360738.6 | 171234.8 | 51.4387 | -2.5662
616321331 | 360739.43 | 173953.03 | 51.4632 | -2.5665
314685197 | 360739.76 | 174109.44 | 51.4646 | -2.5666
623706449 | 360739.83 | 174516.76 | 51.4682 | -2.5666
9529988 | 360741.2 | 173948.9 | 51.4631 | -2.5665
616503458 | 360745.49 | 171171.92 | 51.4382 | -2.5661
9530012 | 360745.5 | 173796.8 | 51.4618 | -2.5664
609144176 | 360745.54 | 174008.78 | 51.4637 | -2.5665
641939183 | 360745.45 | 177862.73 | 51.4983 | -2.5669
9542645 | 360746.67 | 168679.82 | 51.4158 | -2.5659
649409296 | 360746.34 | 177856.94 | 51.4983 | -2.5669
641939170 | 360747.72 | 177867.94 | 51.4984 | -2.5669
9542579 | 360748.22 | 167723.49 | 51.4072 | -2.5657
9529823 | 360749.6 | 170886 | 51.4356 | -2.5661
9542691 | 360751.83 | 169615.93 | 51.4242 | -2.5659
9529855 | 360751.57 | 171093.01 | 51.4375 | -2.566
649409284 | 360751.29 | 177863.74 | 51.4983 | -2.5668
9542567 | 360752.6 | 167540.8 | 51.4055 | -2.5656
9542734 | 360752.17 | 169924.82 | 51.427 | -2.5659
9542593 | 360754.7 | 167759.5 | 51.4075 | -2.5656
9529778 | 360754.3 | 170474.2 | 51.4319 | -2.5659
9548793 | 360757.09 | 170725.36 | 51.4342 | -2.5659
9529810 | 360757.29 | 170984.38 | 51.4365 | -2.5659
36906278 | 360758.03 | 192275.94 | 51.6279 | -2.5683
9529991 | 360759.8 | 173940.5 | 51.4631 | -2.5662
9530104 | 360759.07 | 174057.53 | 51.4641 | -2.5663
9529852 | 360761.15 | 171048.15 | 51.4371 | -2.5659
36942580 | 360763.88 | 192620.97 | 51.631 | -2.5683
585692926 | 360764.76 | 173993.6 | 51.4635 | -2.5662
586116581 | 360766.7 | 170651.32 | 51.4335 | -2.5658
9530053 | 360766.8 | 174270.81 | 51.466 | -2.5662
9536063 | 360766.4 | 178837.4 | 51.5071 | -2.5667
9535866 | 360767.4 | 175265.8 | 51.475 | -2.5663
673030713 | 360769.51 | 169527.81 | 51.4234 | -2.5656
9530118 | 360769 | 174551.7 | 51.4686 | -2.5662
9542646 | 360772.6 | 168765.5 | 51.4165 | -2.5655
36906297 | 360773.51 | 192225.02 | 51.6275 | -2.5681
9529789 | 360774.53 | 170031.2 | 51.4279 | -2.5656
9529813 | 360774.1 | 170822.7 | 51.435 | -2.5657
633332198 | 360775.73 | 173384.7 | 51.4581 | -2.566
667327202 | 360775.69 | 173753.65 | 51.4614 | -2.566
9529854 | 360776.7 | 171083.4 | 51.4374 | -2.5657
9542588 | 360778 | 167852 | 51.4083 | -2.5653
9529840 | 360777.53 | 170807.07 | 51.4349 | -2.5656
9536053 | 360777.6 | 178549.6 | 51.5045 | -2.5665
9542652 | 360779.58 | 168525.75 | 51.4144 | -2.5654
9542569 | 360780.8 | 167614.3 | 51.4062 | -2.5652
43185513 | 360780.92 | 168019.65 | 51.4098 | -2.5653
9530107 | 360780.1 | 174590.6 | 51.4689 | -2.566
294208312 | 360781.82 | 174335.78 | 51.4666 | -2.566
9530064 | 360781.1 | 174468.6 | 51.4678 | -2.566
314685213 | 360782.5 | 174248.4 | 51.4658 | -2.566
637294757 | 360782.56 | 174507.86 | 51.4682 | -2.566
9542666 | 360783.4 | 168608.4 | 51.4151 | -2.5653
9535881 | 360784 | 175376.27 | 51.476 | -2.566
9542634 | 360785.68 | 168513.64 | 51.4143 | -2.5653
314685205 | 360785.05 | 174148.13 | 51.4649 | -2.5659
9542678 | 360786.38 | 169430.62 | 51.4225 | -2.5654
9548814 | 360787.6 | 194084.73 | 51.6442 | -2.5681
9542732 | 360788.69 | 169955.66 | 51.4272 | -2.5654
9542712 | 360790.4 | 169685.1 | 51.4248 | -2.5653
673532911 | 360790.5 | 170806.2 | 51.4349 | -2.5655
9542690 | 360792.7 | 169595.6 | 51.424 | -2.5653
92698953 | 360792.57 | 173428.79 | 51.4585 | -2.5657
352983935 | 360793.72 | 174033.22 | 51.4639 | -2.5658
9529974 | 360794.31 | 173367.89 | 51.4579 | -2.5657
9529802 | 360795.51 | 170204.77 | 51.4295 | -2.5653
9529975 | 360795.04 | 173371.61 | 51.4579 | -2.5657
9530043 | 360795.6 | 174018.4 | 51.4638 | -2.5657
9542627 | 360796.4 | 168384.4 | 51.4131 | -2.5651
352983940 | 360796.98 | 174030.9 | 51.4639 | -2.5657
9542667 | 360797 | 168600 | 51.4151 | -2.5651
9529992 | 360797.3 | 173981.7 | 51.4634 | -2.5657
9542668 | 360798.8 | 168595 | 51.415 | -2.5651
630747072 | 360801.72 | 173872.12 | 51.4625 | -2.5656
9542603 | 360803 | 168120.2 | 51.4107 | -2.565
27517271 | 360802.38 | 178686.5 | 51.5057 | -2.5662
9529783 | 360805 | 170322.81 | 51.4305 | -2.5652
9529784 | 360805.5 | 170315.7 | 51.4305 | -2.5652
586116592 | 360805.38 | 170563.62 | 51.4327 | -2.5652
28640265 | 360806.67 | 177441.29 | 51.4945 | -2.566
9542672 | 360807.01 | 169352.88 | 51.4218 | -2.565
9535873 | 360807.18 | 175333.41 | 51.4756 | -2.5657
9530119 | 360810.9 | 174625.5 | 51.4692 | -2.5656
9542563 | 360812.2 | 167495.1 | 51.4051 | -2.5648
9542587 | 360812.8 | 167937.2 | 51.4091 | -2.5648
9542707 | 360813.9 | 169921.8 | 51.4269 | -2.565
9529851 | 360813.89 | 171118.86 | 51.4377 | -2.5652
9529845 | 360815.3 | 170870.3 | 51.4355 | -2.5651
620009156 | 360817.78 | 190395.77 | 51.611 | -2.5673
9529850 | 360819.02 | 171008.99 | 51.4367 | -2.5651
9542597 | 360822.54 | 167502.88 | 51.4052 | -2.5646
9542708 | 360822.51 | 169869.53 | 51.4265 | -2.5649
9529843 | 360822.5 | 170933.9 | 51.436 | -2.565
634955384 | 360822.22 | 173368.58 | 51.4579 | -2.5653
9530130 | 360822.3 | 174664.7 | 51.4696 | -2.5654
9536054 | 360825.19 | 178694 | 51.5058 | -2.5658
9536037 | 360826.7 | 178277.8 | 51.5021 | -2.5658
629719905 | 360828.89 | 167768.63 | 51.4076 | -2.5646
9542680 | 360828.65 | 169491.16 | 51.4231 | -2.5648
9529780 | 360828.1 | 170412.7 | 51.4313 | -2.5649
586116601 | 360828.58 | 170465.11 | 51.4318 | -2.5649
353000633 | 360829.09 | 169416.59 | 51.4224 | -2.5647
645325683 | 360830.58 | 167712.43 | 51.4071 | -2.5645
9530011 | 360830.46 | 173793.14 | 51.4617 | -2.5652
37509261 | 360830.58 | 186554.89 | 51.5765 | -2.5666
9542679 | 360831.56 | 169420.19 | 51.4224 | -2.5647
140470657 | 360831.86 | 174141.7 | 51.4649 | -2.5652
535216188 | 360832.89 | 166775.94 | 51.3986 | -2.5644
629719889 | 360832.87 | 167712.35 | 51.4071 | -2.5645
9542735 | 360832.4 | 169962.51 | 51.4273 | -2.5648
616503439 | 360833.67 | 171140.34 | 51.4379 | -2.5649
9542709 | 360834.19 | 169782.12 | 51.4257 | -2.5647
276719758 | 360834.68 | 173263.96 | 51.457 | -2.5651
97557150 | 360835.01 | 173418.73 | 51.4584 | -2.5651
616959248 | 360835.79 | 178461.76 | 51.5037 | -2.5657
9530004 | 360836 | 173698.6 | 51.4609 | -2.5651
294243967 | 360836.9 | 174207.6 | 51.4655 | -2.5652
9530115 | 360836.1 | 174661.3 | 51.4696 | -2.5652
151845616 | 360837.96 | 192580.02 | 51.6307 | -2.5672
9529785 | 360838.52 | 170276.02 | 51.4301 | -2.5647
9536041 | 360838.23 | 178466.17 | 51.5038 | -2.5656
13377668 | 360839.13 | 174344.63 | 51.4667 | -2.5651
9542322 | 360841.99 | 166779.27 | 51.3987 | -2.5643
9542619 | 360842.4 | 168230.4 | 51.4117 | -2.5644
9542624 | 360842.6 | 168390 | 51.4132 | -2.5644
9542711 | 360843.94 | 169707.61 | 51.425 | -2.5646
9529839 | 360843.33 | 170761.01 | 51.4345 | -2.5647
9530042 | 360844.9 | 174164.3 | 51.4651 | -2.565
9550114 | 360845.33 | 186616.07 | 51.577 | -2.5664
128538193 | 360846.97 | 174680.04 | 51.4697 | -2.5651
9542584 | 360847.85 | 167856.11 | 51.4084 | -2.5643
37558420 | 360847.77 | 186410.92 | 51.5752 | -2.5664
9529790 | 360849.07 | 170083.26 | 51.4284 | -2.5645
9530033 | 360849.73 | 173850.81 | 51.4623 | -2.5649
9535867 | 360849.84 | 175279.81 | 51.4751 | -2.5651
9542620 | 360850.34 | 168301.28 | 51.4124 | -2.5643
9529993 | 360851.5 | 173916.3 | 51.4629 | -2.5649
9535882 | 360852.39 | 175431.22 | 51.4765 | -2.5651
9542585 | 360855.6 | 167999.5 | 51.4097 | -2.5642
670345780 | 360856.69 | 177838.75 | 51.4981 | -2.5653
579239207 | 360856.42 | 178792.77 | 51.5067 | -2.5654
9530120 | 360858.88 | 174687.18 | 51.4698 | -2.5649
586116609 | 360859.13 | 170321.5 | 51.4305 | -2.5644
9529838 | 360859.86 | 170714.26 | 51.4341 | -2.5645
9530039 | 360859.2 | 174168.4 | 51.4651 | -2.5648
574310327 | 360859.01 | 174619.92 | 51.4692 | -2.5649
9530124 | 360860 | 174850.2 | 51.4713 | -2.5649
166315772 | 360861.26 | 169592.34 | 51.424 | -2.5643
137884748 | 360864.79 | 192308.12 | 51.6282 | -2.5668
617226820 | 360865.63 | 174404.77 | 51.4672 | -2.5648
137884771 | 360865.4 | 192303.66 | 51.6282 | -2.5668
37284841 | 360866.66 | 192288.47 | 51.628 | -2.5668
9530125 | 360867.3 | 174878.4 | 51.4715 | -2.5648
9530101 | 360868.3 | 174247.2 | 51.4658 | -2.5647
637294752 | 360868.33 | 174502.57 | 51.4681 | -2.5647
9529853 | 360871.43 | 171082.18 | 51.4374 | -2.5643
9530007 | 360871.1 | 173711.93 | 51.461 | -2.5646
9542706 | 360873.8 | 169792.1 | 51.4258 | -2.5641
9530041 | 360874.7 | 174087.5 | 51.4644 | -2.5646
9542625 | 360875.4 | 168361.1 | 51.4129 | -2.564
9542710 | 360875.3 | 169651.8 | 51.4245 | -2.5641
579317366 | 360875.93 | 174569.8 | 51.4687 | -2.5646
9542642 | 360876.6 | 168837.3 | 51.4172 | -2.564
173817586 | 360876.67 | 173242.18 | 51.4568 | -2.5645
646148073 | 360877.95 | 174501.06 | 51.4681 | -2.5646
9529996 | 360880.6 | 173995.5 | 51.4636 | -2.5645
88442906 | 360882.96 | 174500.04 | 51.4681 | -2.5645
9536055 | 360883 | 178617.5 | 51.5051 | -2.565
9530006 | 360883.39 | 173646.58 | 51.4604 | -2.5644
9529812 | 360887.4 | 170822.6 | 51.435 | -2.5641
9530121 | 360887.64 | 174755.74 | 51.4704 | -2.5645
9542636 | 360888.5 | 168751.21 | 51.4164 | -2.5638
586116624 | 360888.13 | 170251.68 | 51.4299 | -2.564
9529791 | 360888.2 | 170422.2 | 51.4314 | -2.564
9529849 | 360888.5 | 171106 | 51.4376 | -2.5641
36342443 | 360889.2 | 169965.12 | 51.4273 | -2.5639
616503319 | 360889.89 | 170980.26 | 51.4365 | -2.564
9530131 | 360889.82 | 174722.02 | 51.4701 | -2.5645
353013870 | 360889.3 | 175200.87 | 51.4744 | -2.5645
9542705 | 360892.7 | 169991.1 | 51.4276 | -2.5639
9535874 | 360894.41 | 175306.04 | 51.4754 | -2.5645
9529799 | 360895.7 | 170079.1 | 51.4284 | -2.5639
352983945 | 360895.03 | 174316.79 | 51.4665 | -2.5643
9535899 | 360895.79 | 175382.74 | 51.476 | -2.5645
9542681 | 360896.98 | 169455 | 51.4227 | -2.5638
9529837 | 360896.45 | 170636.91 | 51.4334 | -2.5639
9530109 | 360897.8 | 174515.01 | 51.4682 | -2.5643
9542695 | 360901 | 169520.4 | 51.4233 | -2.5637
9542704 | 360900.88 | 169903.13 | 51.4268 | -2.5638
9529798 | 360900.8 | 170169.2 | 51.4292 | -2.5638
9542601 | 360901.86 | 168076.18 | 51.4103 | -2.5636
610734474 | 360901.55 | 170207.28 | 51.4295 | -2.5638
322594383 | 360901.32 | 173326.99 | 51.4576 | -2.5641
9529994 | 360901.3 | 173884.8 | 51.4626 | -2.5642
583698733 | 360903.64 | 170207.39 | 51.4295 | -2.5638
9536056 | 360903.27 | 178699.41 | 51.5059 | -2.5647
9542665 | 360904.1 | 168526.4 | 51.4144 | -2.5636
9529844 | 360904.29 | 170900.64 | 51.4357 | -2.5638
37555339 | 360904.26 | 186174.91 | 51.5731 | -2.5655
9542673 | 360907 | 169351.2 | 51.4218 | -2.5636
9530002 | 360907.1 | 173833.7 | 51.4621 | -2.5641
9536044 | 360907.7 | 178452.5 | 51.5036 | -2.5646
9529792 | 360909.2 | 170465.6 | 51.4318 | -2.5637
9530102 | 360909.23 | 174258.96 | 51.4659 | -2.5641
9529846 | 360910.3 | 170757.1 | 51.4345 | -2.5637
9530070 | 360911.1 | 174394.5 | 51.4672 | -2.5641
9542703 | 360912.09 | 169822.07 | 51.426 | -2.5636
9529801 | 360912.67 | 170017.34 | 51.4278 | -2.5636
9529995 | 360914.9 | 173943.5 | 51.4631 | -2.564
352983955 | 360916.92 | 174205.14 | 51.4655 | -2.564
352983960 | 360916.07 | 174209.05 | 51.4655 | -2.564
9542635 | 360917.54 | 168568.8 | 51.4148 | -2.5634
91916575 | 360918.11 | 169808.56 | 51.4259 | -2.5635
9530005 | 360919.46 | 173724.92 | 51.4611 | -2.5639
461838567 | 360920.7 | 169810.96 | 51.4259 | -2.5635
461838580 | 360921.54 | 169806.98 | 51.4259 | -2.5635
9529973 | 360922.5 | 173347.86 | 51.4577 | -2.5638
9530001 | 360922.21 | 173777.81 | 51.4616 | -2.5639
9530113 | 360922.4 | 174617.3 | 51.4692 | -2.564
185348492 | 360923.46 | 169786.22 | 51.4257 | -2.5634
9542598 | 360924 | 167542.7 | 51.4055 | -2.5632
9530071 | 360924.6 | 174326.2 | 51.4665 | -2.5639
9530114 | 360926.7 | 174666 | 51.4696 | -2.5639
9535872 | 360926.7 | 175196.26 | 51.4744 | -2.564
9542602 | 360927.3 | 168144 | 51.411 | -2.5632
9530132 | 360927.2 | 174733.7 | 51.4702 | -2.5639
9542582 | 360929.34 | 167969.07 | 51.4094 | -2.5631
9529836 | 360929.4 | 170551.7 | 51.4326 | -2.5634
9542583 | 360930.91 | 167971.11 | 51.4094 | -2.5631
9529947 | 360930.39 | 173161.8 | 51.4561 | -2.5637
9551606 | 360930.33 | 188630.84 | 51.5952 | -2.5654
9530068 | 360931.8 | 174481.1 | 51.4679 | -2.5638
9535883 | 360931.36 | 175474.38 | 51.4769 | -2.5639
9536068 | 360931.3 | 178930.8 | 51.5079 | -2.5643
175702119 | 360932.4 | 173318 | 51.4575 | -2.5637
492592575 | 360932.35 | 174714.28 | 51.47 | -2.5638
9535868 | 360933.88 | 175285.13 | 51.4752 | -2.5639
9529940 | 360934.03 | 173154.8 | 51.456 | -2.5636
9530075 | 360934.4 | 174146.7 | 51.4649 | -2.5638
9529796 | 360936.1 | 170247.2 | 51.4299 | -2.5633
9530122 | 360936.3 | 174782.5 | 51.4706 | -2.5638
353000648 | 360938.52 | 169811.39 | 51.426 | -2.5632
670345772 | 360938.85 | 177880.31 | 51.4985 | -2.5641
353000643 | 360939.82 | 169812.96 | 51.426 | -2.5632
616503360 | 360942.62 | 171047.07 | 51.4371 | -2.5633
9536043 | 360942.8 | 178463.4 | 51.5037 | -2.5641
9542622 | 360944.57 | 168408.81 | 51.4133 | -2.563
185348515 | 360945.22 | 169688.62 | 51.4248 | -2.5631
9548805 | 360945.4 | 191979.9 | 51.6253 | -2.5656
9529805 | 360947.32 | 170968.46 | 51.4364 | -2.5632
9536057 | 360949.9 | 178779.9 | 51.5066 | -2.5641
9551607 | 360949.69 | 188621.68 | 51.5951 | -2.5651
9530128 | 360950.63 | 174586.26 | 51.4689 | -2.5636
9529946 | 360952.3 | 173200.7 | 51.4564 | -2.5634
9530076 | 360952.1 | 174127 | 51.4648 | -2.5635
9530110 | 360952.93 | 174525.02 | 51.4683 | -2.5635
670345788 | 360952.87 | 177788.78 | 51.4977 | -2.5639
9530010 | 360953.9 | 173558.6 | 51.4596 | -2.5634
663982152 | 360953.41 | 177778.8 | 51.4976 | -2.5639
9548810 | 360953.58 | 192533.75 | 51.6302 | -2.5655
37284860 | 360953.58 | 192767 | 51.6323 | -2.5656
9536042 | 360957.6 | 178490.2 | 51.504 | -2.5639
185348539 | 360958.61 | 169604.26 | 51.4241 | -2.5629
185348502 | 360958.58 | 169711.62 | 51.4251 | -2.5629
9529811 | 360960.8 | 170812.8 | 51.435 | -2.563
129525293 | 360960.95 | 192758.67 | 51.6323 | -2.5654
11796210 | 360961.57 | 175285.75 | 51.4752 | -2.5635
9529971 | 360963.7 | 173462.3 | 51.4588 | -2.5633
673771698 | 360965.66 | 177920.6 | 51.4989 | -2.5637
9536061 | 360965.26 | 178635.74 | 51.5053 | -2.5638
9542631 | 360966.3 | 168027.3 | 51.4099 | -2.5626
9529970 | 360966.49 | 173352.42 | 51.4578 | -2.5632
11796171 | 360966.94 | 175288.74 | 51.4752 | -2.5634
9535878 | 360966 | 175309.8 | 51.4754 | -2.5634
185348555 | 360967.15 | 169532.44 | 51.4234 | -2.5628
9542661 | 360969.1 | 168840.1 | 51.4172 | -2.5627
9529803 | 360970.7 | 170156.5 | 51.4291 | -2.5628
11415530 | 360970.26 | 170737.1 | 51.4343 | -2.5629
9530034 | 360970.54 | 173619.29 | 51.4602 | -2.5632
9535880 | 360971 | 175361 | 51.4759 | -2.5634
353000628 | 360971.31 | 168488.69 | 51.4141 | -2.5626
11796216 | 360971.84 | 175284.19 | 51.4752 | -2.5633
9536059 | 360971.39 | 178546.35 | 51.5045 | -2.5637
9529972 | 360972.77 | 173415.61 | 51.4584 | -2.5631
9530127 | 360972.01 | 174761.55 | 51.4705 | -2.5633
9536058 | 360973.7 | 178535.9 | 51.5044 | -2.5637
37509430 | 360973.01 | 186522.7 | 51.5762 | -2.5646
9530065 | 360975.3 | 174377.3 | 51.467 | -2.5632
9530134 | 360975.53 | 174677.92 | 51.4697 | -2.5632
9529999 | 360976.7 | 173816.91 | 51.462 | -2.5631
9535879 | 360976.9 | 175449.3 | 51.4766 | -2.5633
9529939 | 360977.3 | 173109.9 | 51.4556 | -2.563
9542674 | 360978.3 | 169297.5 | 51.4213 | -2.5626
9542623 | 360979.59 | 168488.77 | 51.4141 | -2.5625
9530073 | 360979.8 | 174223 | 51.4656 | -2.5631
9530067 | 360979.3 | 174485.9 | 51.468 | -2.5631
670345765 | 360980.99 | 177927.72 | 51.4989 | -2.5635
37809071 | 360981.14 | 170683.58 | 51.4338 | -2.5627
9535900 | 360981.6 | 175290.65 | 51.4752 | -2.5632
9542698 | 360982.32 | 169566.71 | 51.4238 | -2.5626
579373383 | 360982.21 | 175568.28 | 51.4777 | -2.5632
82781460 | 360982.01 | 192518.37 | 51.6301 | -2.5651
9535905 | 360983.2 | 175544.8 | 51.4775 | -2.5632
9529793 | 360984.9 | 170401 | 51.4313 | -2.5626
9548135 | 360984.29 | 170689.49 | 51.4338 | -2.5627
9530074 | 360984.35 | 174187.91 | 51.4653 | -2.563
9529794 | 360985.4 | 170480.6 | 51.432 | -2.5626
12840349 | 360985.76 | 170688.06 | 51.4338 | -2.5626
9530000 | 360985.8 | 173714.4 | 51.461 | -2.563
9529997 | 360985.3 | 173978.3 | 51.4634 | -2.563
21393685 | 360986.91 | 170692.69 | 51.4339 | -2.5626
9529969 | 360986.7 | 173316.3 | 51.4575 | -2.5629
9542618 | 360987.97 | 168324.25 | 51.4126 | -2.5623
185348547 | 360987.48 | 169530.26 | 51.4234 | -2.5625
9530009 | 360988.54 | 173532.48 | 51.4594 | -2.5629
9530077 | 360988.16 | 174063.93 | 51.4642 | -2.563
9542682 | 360989.4 | 169442.3 | 51.4226 | -2.5624
9529800 | 360989.8 | 170062.3 | 51.4282 | -2.5625
9530069 | 360989.5 | 174434.8 | 51.4675 | -2.563
9529797 | 360990.3 | 170319.2 | 51.4305 | -2.5625
9530066 | 360990.46 | 174490.29 | 51.468 | -2.563
47458127 | 360991.2 | 170681.24 | 51.4338 | -2.5625
353029823 | 360991.19 | 170725.06 | 51.4342 | -2.5626
663981675 | 360991.49 | 177931.42 | 51.499 | -2.5634
9529804 | 360992.06 | 170125.56 | 51.4288 | -2.5625
9530008 | 360992.21 | 173694.71 | 51.4609 | -2.5629
9529867 | 360993.5 | 171096.3 | 51.4375 | -2.5626
9529904 | 360993.61 | 172990.62 | 51.4545 | -2.5628
9529998 | 360993.5 | 173891.7 | 51.4626 | -2.5629
9529806 | 360995.3 | 170898.7 | 51.4357 | -2.5625
9536060 | 360995.9 | 178610.8 | 51.5051 | -2.5634
617716246 | 360996.4 | 174279.8 | 51.4661 | -2.5629
9530129 | 360996.9 | 174630 | 51.4693 | -2.5629
173061502 | 360997.62 | 170726.28 | 51.4342 | -2.5625
9535904 | 360998.4 | 175558.3 | 51.4776 | -2.563
353029803 | 360999.91 | 170727.04 | 51.4342 | -2.5624
9542860 | 361000.9 | 169470.4 | 51.4229 | -2.5623
9542876 | 361001.3 | 169820.7 | 51.426 | -2.5623
9536138 | 361002.2 | 175605.6 | 51.4781 | -2.5629
9530493 | 361003.7 | 174547 | 51.4685 | -2.5628
641939087 | 361003.16 | 177981.94 | 51.4994 | -2.5632
9530185 | 361004.11 | 171105.45 | 51.4376 | -2.5624
9530184 | 361005.1 | 171021.31 | 51.4368 | -2.5624
9542859 | 361006.5 | 169494.2 | 51.4231 | -2.5622
9530290 | 361006.1 | 173446.3 | 51.4586 | -2.5626
37509419 | 361006.44 | 186401.14 | 51.5751 | -2.5641
9542809 | 361007.8 | 168378.59 | 51.4131 | -2.5621
9542835 | 361007.69 | 168781.36 | 51.4167 | -2.5621
9530284 | 361008.2 | 173274.1 | 51.4571 | -2.5626
670345797 | 361010.93 | 177835.05 | 51.4981 | -2.5631
185348484 | 361011.8 | 169693.63 | 51.4249 | -2.5622
9530291 | 361011.9 | 173360 | 51.4579 | -2.5626
43823305 | 361016 | 173688.9 | 51.4608 | -2.5625
9530494 | 361015.1 | 174857.4 | 51.4713 | -2.5627
9530385 | 361016.1 | 173836.5 | 51.4621 | -2.5625
9542784 | 361017.58 | 167659.81 | 51.4066 | -2.5618
9530348 | 361017.26 | 173360.88 | 51.4579 | -2.5625
9530439 | 361017.5 | 174338.8 | 51.4667 | -2.5626
9530168 | 361018.5 | 170917.01 | 51.4359 | -2.5622
9530472 | 361018.2 | 174431.7 | 51.4675 | -2.5626
9542862 | 361020.7 | 169359.5 | 51.4219 | -2.562
9530357 | 361020.7 | 173760.1 | 51.4615 | -2.5625
9542875 | 361024.77 | 169816.05 | 51.426 | -2.562
9530138 | 361024.1 | 170497.01 | 51.4321 | -2.5621
37597428 | 361024.07 | 186566.46 | 51.5766 | -2.5638
9536186 | 361026.9 | 178892.6 | 51.5076 | -2.563
9530285 | 361027.7 | 173235.5 | 51.4567 | -2.5623
9530497 | 361027.37 | 174932.54 | 51.472 | -2.5625
622260842 | 361027.14 | 177742.01 | 51.4973 | -2.5628
9542861 | 361028.7 | 169387.3 | 51.4221 | -2.5619
9530164 | 361028.2 | 170820.1 | 51.435 | -2.562
614866305 | 361028.27 | 178750.69 | 51.5063 | -2.5629
612898128 | 361029 | 171230.06 | 51.4387 | -2.5621
9530165 | 361030.2 | 170758.1 | 51.4345 | -2.562
9530473 | 361034.8 | 174461.5 | 51.4678 | -2.5623
585707459 | 361035.45 | 177971.94 | 51.4993 | -2.5627
9530175 | 361036.3 | 170832.4 | 51.4351 | -2.5619
492592586 | 361036.05 | 174667.66 | 51.4696 | -2.5623
9542871 | 361037.07 | 169312.85 | 51.4215 | -2.5617
9530352 | 361037.11 | 173949.67 | 51.4632 | -2.5622
9530136 | 361038.8 | 170393.01 | 51.4312 | -2.5618
672981450 | 361038.03 | 177876.41 | 51.4985 | -2.5627
9530358 | 361039.17 | 173696.59 | 51.4609 | -2.5622
9530409 | 361039.1 | 174016.2 | 51.4638 | -2.5622
9530430 | 361040.9 | 174149.1 | 51.465 | -2.5622
9536131 | 361041.58 | 175273.54 | 51.4751 | -2.5623
663981669 | 361041.42 | 177925.9 | 51.4989 | -2.5626
672981458 | 361042.64 | 177885.08 | 51.4986 | -2.5626
9542795 | 361043.5 | 168243.6 | 51.4119 | -2.5615
9530495 | 361043.7 | 174827.4 | 51.4711 | -2.5623
622260848 | 361043.34 | 177709.86 | 51.497 | -2.5626
9542783 | 361046.5 | 167751.5 | 51.4074 | -2.5614
9530139 | 361046.1 | 170409.2 | 51.4313 | -2.5617
9530167 | 361046.1 | 170583.3 | 51.4329 | -2.5617
9530166 | 361048.04 | 170675.15 | 51.4337 | -2.5617
9530197 | 361048.58 | 171255.94 | 51.4389 | -2.5618
9542864 | 361050.47 | 169271.63 | 51.4211 | -2.5615
9530316 | 361051.4 | 173177.6 | 51.4562 | -2.562
9530502 | 361052.25 | 174804.84 | 51.4709 | -2.5621
9530403 | 361054.1 | 173754.6 | 51.4614 | -2.562
9542788 | 361057.54 | 167591.32 | 51.406 | -2.5613
670345756 | 361057.6 | 177858.61 | 51.4983 | -2.5624
9542834 | 361058.3 | 168845.4 | 51.4173 | -2.5614
9542863 | 361058.4 | 169301.6 | 51.4214 | -2.5614
9530471 | 361059.48 | 174438.09 | 51.4676 | -2.562
9530496 | 361060.5 | 174882.5 | 51.4716 | -2.562
353000698 | 361061.39 | 168318.97 | 51.4125 | -2.5613
9530140 | 361061.8 | 170928.61 | 51.436 | -2.5616
353000693 | 361062.32 | 168322.86 | 51.4126 | -2.5613
37509443 | 361063.81 | 186412.13 | 51.5752 | -2.5633
37509478 | 361065.55 | 186489.75 | 51.5759 | -2.5632
9530491 | 361068.45 | 174622.44 | 51.4692 | -2.5619
9536129 | 361068.87 | 175278.44 | 51.4751 | -2.5619
9530135 | 361070.2 | 170099.3 | 51.4286 | -2.5613
9530137 | 361070.6 | 170450 | 51.4317 | -2.5614
9530183 | 361071.2 | 171032.6 | 51.4369 | -2.5614
9542808 | 361073.3 | 168389.8 | 51.4132 | -2.5611
9542866 | 361073.82 | 169183.83 | 51.4203 | -2.5612
9530498 | 361073.3 | 174995.37 | 51.4726 | -2.5618
9542787 | 361076.4 | 167586.95 | 51.406 | -2.561
9530499 | 361076.3 | 174945.9 | 51.4721 | -2.5618
9542882 | 361077.9 | 169587.9 | 51.4239 | -2.5612
9530163 | 361079 | 170760.1 | 51.4345 | -2.5613
619727156 | 361079.4 | 173022.4 | 51.4548 | -2.5615
37284866 | 361079.96 | 192868.22 | 51.6333 | -2.5637
9542874 | 361081.2 | 169414.51 | 51.4224 | -2.5611
540945364 | 361082.58 | 175380.92 | 51.476 | -2.5618
623691611 | 361082.96 | 177658.02 | 51.4965 | -2.562
9552395 | 361083.68 | 167579.54 | 51.4059 | -2.5609
9530438 | 361083.1 | 174296.4 | 51.4663 | -2.5616
9542865 | 361084.47 | 169213.19 | 51.4206 | -2.561
9530355 | 361086 | 173894.3 | 51.4627 | -2.5615
9530470 | 361085.4 | 174396.1 | 51.4672 | -2.5616
540945371 | 361085.89 | 175481.03 | 51.4769 | -2.5617
9552396 | 361087.32 | 167579.71 | 51.4059 | -2.5608
9542858 | 361087.5 | 169481.2 | 51.423 | -2.561
9530359 | 361087.5 | 173782.9 | 51.4617 | -2.5615
9530436 | 361087.9 | 174248.9 | 51.4659 | -2.5616
9530490 | 361087.2 | 174529.4 | 51.4684 | -2.5616
609982433 | 361087.86 | 175024.28 | 51.4728 | -2.5616
9542881 | 361088 | 169668.1 | 51.4247 | -2.561
9530202 | 361088.44 | 171174.8 | 51.4382 | -2.5612
540945356 | 361088.51 | 175287.15 | 51.4752 | -2.5617
623691596 | 361088.36 | 177778.22 | 51.4976 | -2.5619
161699722 | 361089.78 | 169682.79 | 51.4248 | -2.561
9542868 | 361091.8 | 169092.6 | 51.4195 | -2.5609
9542879 | 361091.2 | 169813.6 | 51.426 | -2.561
534843655 | 361091.37 | 178008.52 | 51.4997 | -2.5619
9530177 | 361093.2 | 170693.1 | 51.4339 | -2.5611
9530289 | 361094.66 | 173241.69 | 51.4568 | -2.5613
9530343 | 361096.5 | 173083.9 | 51.4554 | -2.5613
9530162 | 361097.8 | 170522.4 | 51.4324 | -2.561
9530476 | 361097.05 | 174440.54 | 51.4676 | -2.5614
9530516 | 361097.4 | 174702.8 | 51.4699 | -2.5615
540945379 | 361097.66 | 175570.68 | 51.4777 | -2.5616
164849954 | 361098.94 | 168239.53 | 51.4118 | -2.5607
9530161 | 361099.9 | 170531.4 | 51.4324 | -2.561
465706030 | 361101.49 | 168471.98 | 51.4139 | -2.5607
9542867 | 361102.98 | 169125.06 | 51.4198 | -2.5608
461442086 | 361102.08 | 169567.9 | 51.4238 | -2.5608
9530141 | 361102.58 | 170989.97 | 51.4366 | -2.561
9530342 | 361103.03 | 173060.16 | 51.4552 | -2.5612
9530434 | 361103.2 | 174212.1 | 51.4655 | -2.5613
622260809 | 361103.52 | 177610.52 | 51.4961 | -2.5617
194791718 | 361104.25 | 169570.8 | 51.4238 | -2.5608
9530292 | 361105 | 173374.5 | 51.458 | -2.5612
36906156 | 361105.14 | 192988.72 | 51.6343 | -2.5634
9530433 | 361106.2 | 174205.8 | 51.4655 | -2.5613
9542870 | 361107.4 | 169002.7 | 51.4187 | -2.5607
9530160 | 361107.8 | 170621.9 | 51.4332 | -2.5609
610119762 | 361108.6 | 174468.32 | 51.4678 | -2.5613
623691604 | 361108.63 | 177699.95 | 51.4969 | -2.5616
633035875 | 361109.8 | 173292.49 | 51.4573 | -2.5611
9530435 | 361110.7 | 174225.9 | 51.4656 | -2.5612
9530431 | 361111.85 | 174181.82 | 51.4653 | -2.5612
9542794 | 361113.5 | 168307.3 | 51.4124 | -2.5605
523524718 | 361113.3 | 169756.2 | 51.4255 | -2.5607
9542839 | 361114.7 | 168909.7 | 51.4179 | -2.5606
9530465 | 361114.68 | 174322.2 | 51.4665 | -2.5612
9536122 | 361114.5 | 175055.8 | 51.4731 | -2.5613
174242319 | 361116.99 | 170117.47 | 51.4287 | -2.5607
9530171 | 361116.1 | 170935.2 | 51.4361 | -2.5608
9530464 | 361116.5 | 174354.6 | 51.4668 | -2.5612
9530318 | 361118.88 | 173197 | 51.4564 | -2.561
9536123 | 361118.4 | 175081.2 | 51.4733 | -2.5612
9542869 | 361121.1 | 169035.1 | 51.419 | -2.5605
9530478 | 361121.39 | 174858.5 | 51.4713 | -2.5611
622260830 | 361121.59 | 177771.74 | 51.4975 | -2.5615
534843682 | 361121.7 | 178044.27 | 51.5 | -2.5615
261812558 | 361122.24 | 173159.16 | 51.4561 | -2.5609
576980089 | 361123.03 | 168999.4 | 51.4187 | -2.5605
9530195 | 361123.75 | 171274.69 | 51.4391 | -2.5607
9542909 | 361124.8 | 169806 | 51.4259 | -2.5605
540932278 | 361124.77 | 177982.82 | 51.4994 | -2.5614
9530159 | 361127.3 | 170693.9 | 51.4339 | -2.5606
9542828 | 361128.4 | 168819.4 | 51.417 | -2.5604
9530353 | 361128.65 | 173963.48 | 51.4633 | -2.5609
9530467 | 361128.11 | 174290.3 | 51.4662 | -2.561
9542830 | 361129.7 | 168942.2 | 51.4182 | -2.5604
9542873 | 361130 | 169471.5 | 51.4229 | -2.5604
9530432 | 361130.52 | 174167.33 | 51.4651 | -2.5609
9542907 | 361132.8 | 169579 | 51.4239 | -2.5604
9530201 | 361132.64 | 171083.6 | 51.4374 | -2.5606
9530404 | 361132.4 | 173789.3 | 51.4617 | -2.5609
9530488 | 361132.4 | 174569.7 | 51.4687 | -2.5609
670370500 | 361133.46 | 167729.57 | 51.4072 | -2.5602
9530437 | 361133.25 | 174239.36 | 51.4658 | -2.5609
9530410 | 361134.8 | 174035 | 51.4639 | -2.5609
9530158 | 361135.2 | 170683.2 | 51.4338 | -2.5605
9530449 | 361135.7 | 174405.2 | 51.4673 | -2.5609
36812490 | 361137.14 | 174113.38 | 51.4646 | -2.5608
9542782 | 361139.61 | 167653.1 | 51.4066 | -2.5601
9542829 | 361139.55 | 168854.1 | 51.4174 | -2.5602
623691588 | 361139.49 | 177839.02 | 51.4981 | -2.5612
461993396 | 361140.94 | 169267.11 | 51.4211 | -2.5602
610119748 | 361142.67 | 174472.33 | 51.4679 | -2.5608
103623794 | 361142.45 | 192403.87 | 51.6291 | -2.5628
9530169 | 361143.65 | 170821.37 | 51.435 | -2.5604
9536111 | 361143.14 | 175439.61 | 51.4766 | -2.5609
616592102 | 361144.27 | 167795.3 | 51.4078 | -2.56
492592597 | 361144.14 | 174646.18 | 51.4694 | -2.5608
544745858 | 361144.24 | 177849.72 | 51.4982 | -2.5611
9530142 | 361145 | 170948.5 | 51.4362 | -2.5604
9530339 | 361147 | 173068.2 | 51.4552 | -2.5606
492592545 | 361147 | 173333.01 | 51.4576 | -2.5606
9536110 | 361147.75 | 175349.87 | 51.4758 | -2.5608
633122402 | 361149.75 | 175327.5 | 51.4756 | -2.5608
532307313 | 361150.58 | 169327.34 | 51.4216 | -2.5601
9542883 | 361150.7 | 169534.2 | 51.4235 | -2.5601
9530293 | 361151.7 | 173452.1 | 51.4587 | -2.5606
9530500 | 361151.2 | 174969.51 | 51.4723 | -2.5607
9542827 | 361154 | 168764.8 | 51.4166 | -2.56
9530444 | 361153.8 | 174484.5 | 51.468 | -2.5606
9530514 | 361153.93 | 174752.02 | 51.4704 | -2.5607
9542814 | 361154.4 | 168487.8 | 51.4141 | -2.56
9536125 | 361154.6 | 175155.2 | 51.474 | -2.5607
9536132 | 361155.18 | 175217.64 | 51.4746 | -2.5607
9530170 | 361157 | 170799.4 | 51.4348 | -2.5602
617249224 | 361156.94 | 175248.78 | 51.4749 | -2.5607
9536144 | 361156.75 | 175527.38 | 51.4774 | -2.5607
540945386 | 361156.84 | 175583.33 | 51.4779 | -2.5607
9530196 | 361159.24 | 171196.2 | 51.4384 | -2.5602
641939061 | 361159.58 | 178077.41 | 51.5003 | -2.5609
9542894 | 361160.1 | 169653.3 | 51.4245 | -2.56
9542884 | 361162.2 | 169505.4 | 51.4232 | -2.56
9542825 | 361163.7 | 168672.7 | 51.4157 | -2.5599
617160312 | 361164.61 | 168362.82 | 51.4129 | -2.5598
623691619 | 361164.54 | 177719.77 | 51.4971 | -2.5608
9542838 | 361165.44 | 168598.7 | 51.4151 | -2.5598
9542812 | 361166.02 | 168429.12 | 51.4135 | -2.5598
9530377 | 361166.14 | 173719.5 | 51.4611 | -2.5604
9530324 | 361167.4 | 173172.8 | 51.4562 | -2.5603
9530450 | 361167.73 | 174408.62 | 51.4673 | -2.5604
623691627 | 361167.3 | 177625.93 | 51.4962 | -2.5608
9542824 | 361168.02 | 168605.72 | 51.4151 | -2.5598
9542823 | 361168.8 | 168625.1 | 51.4153 | -2.5598
613364801 | 361168.08 | 177858.38 | 51.4983 | -2.5608
353000733 | 361169.32 | 168619.71 | 51.4153 | -2.5598
9530474 | 361169.7 | 174471.4 | 51.4679 | -2.5604
132992604 | 361170.12 | 178880.76 | 51.5075 | -2.5609
9530423 | 361173.76 | 174209.63 | 51.4655 | -2.5603
606516871 | 361173.96 | 177864.14 | 51.4984 | -2.5607
9530356 | 361174.5 | 173908.8 | 51.4628 | -2.5603
9530420 | 361175.54 | 174178.79 | 51.4652 | -2.5603
540932286 | 361175.58 | 177981.21 | 51.4994 | -2.5607
9530360 | 361176.1 | 173803.2 | 51.4619 | -2.5602
9542786 | 361177.9 | 167620.7 | 51.4063 | -2.5595
9536118 | 361178.3 | 175084.6 | 51.4734 | -2.5603
425604498 | 361179.05 | 168557.33 | 51.4147 | -2.5596
9542896 | 361179.7 | 169805.8 | 51.4259 | -2.5597
9542831 | 361180.7 | 168993.9 | 51.4186 | -2.5596
9530469 | 361180.3 | 174239 | 51.4658 | -2.5602
9536119 | 361180.15 | 175055.73 | 51.4731 | -2.5603
9542793 | 361181.6 | 168317.5 | 51.4125 | -2.5596
402210800 | 361181.68 | 169192.95 | 51.4204 | -2.5597
9530344 | 361181.73 | 173116.61 | 51.4557 | -2.5601
9530364 | 361181.2 | 173852.5 | 51.4623 | -2.5602
9530200 | 361183.14 | 171009.05 | 51.4367 | -2.5598
9536147 | 361183.9 | 175639.1 | 51.4784 | -2.5603
402210806 | 361184.77 | 169291.33 | 51.4213 | -2.5596
353000683 | 361185.88 | 168317.48 | 51.4125 | -2.5595
9530515 | 361185.34 | 174726.56 | 51.4702 | -2.5602
9542893 | 361186.2 | 169700.2 | 51.425 | -2.5596
9530193 | 361186.1 | 171344.6 | 51.4398 | -2.5598
9530297 | 361186 | 173392.9 | 51.4582 | -2.56
9797198 | 361188.25 | 178580.73 | 51.5048 | -2.5606
9536124 | 361189.55 | 175010.85 | 51.4727 | -2.5602
9530487 | 361190.3 | 174568.7 | 51.4687 | -2.5601
9530217 | 361193.31 | 171503.04 | 51.4412 | -2.5597
317931894 | 361195.5 | 170146.14 | 51.429 | -2.5596
9530513 | 361195.7 | 174827.5 | 51.4711 | -2.5601
9530503 | 361195.6 | 174917.3 | 51.4719 | -2.5601
36906149 | 361195.01 | 192850.76 | 51.6331 | -2.5621
9530308 | 361196.08 | 173313.86 | 51.4575 | -2.5599
9530198 | 361198.04 | 171112.3 | 51.4377 | -2.5596
9530338 | 361199.3 | 173046.8 | 51.4551 | -2.5598
477023543 | 361200.7 | 168942.94 | 51.4182 | -2.5594
534843766 | 361200.69 | 177947.96 | 51.4991 | -2.5603
585706007 | 361202.01 | 177920.6 | 51.4989 | -2.5603
9530378 | 361203.5 | 173615.7 | 51.4602 | -2.5598
364007411 | 361204.26 | 168521.65 | 51.4144 | -2.5592
622260824 | 361204.05 | 177659.39 | 51.4965 | -2.5603
9530463 | 361205.6 | 174365.6 | 51.4669 | -2.5599
9530337 | 361207.55 | 173041.58 | 51.455 | -2.5597
9530309 | 361207.1 | 173282 | 51.4572 | -2.5597
9536139 | 361208.3 | 175705.24 | 51.479 | -2.56
9530335 | 361210 | 173176.4 | 51.4562 | -2.5597
9530317 | 361211.6 | 173206.2 | 51.4565 | -2.5597
9542804 | 361212.7 | 168237.4 | 51.4118 | -2.5591
9530445 | 361212 | 174496.8 | 51.4681 | -2.5598
352998301 | 361213 | 175727.32 | 51.4792 | -2.5599
477023537 | 361213.81 | 168891.25 | 51.4177 | -2.5592
9542857 | 361213.71 | 169437.47 | 51.4226 | -2.5592
9530173 | 361214.8 | 170819.6 | 51.435 | -2.5594
9530279 | 361214.5 | 172982.4 | 51.4545 | -2.5596
9542886 | 361217.74 | 169568.77 | 51.4238 | -2.5592
9530172 | 361217.4 | 170821.9 | 51.4351 | -2.5593
352998331 | 361217.01 | 178885.51 | 51.5076 | -2.5602
192298336 | 361218.04 | 167232 | 51.4028 | -2.5589
192298327 | 361218.81 | 167234.6 | 51.4028 | -2.5589
193919618 | 361218.74 | 168682.82 | 51.4158 | -2.5591
9530194 | 361218.23 | 171419.14 | 51.4404 | -2.5594
9530413 | 361220 | 174049.4 | 51.4641 | -2.5596
103623754 | 361219.99 | 192358.85 | 51.6287 | -2.5617
9530349 | 361220.7 | 173280.3 | 51.4572 | -2.5595
9530299 | 361221.8 | 173479.8 | 51.459 | -2.5595
579360088 | 361221.8 | 173795.3 | 51.4618 | -2.5596
189185922 | 361222.53 | 167227.1 | 51.4027 | -2.5588
9530315 | 361222.8 | 173238.6 | 51.4568 | -2.5595
585705995 | 361222.27 | 177846.35 | 51.4982 | -2.56
189185915 | 361223.14 | 167228.94 | 51.4027 | -2.5588
9530334 | 361224.85 | 173165.4 | 51.4561 | -2.5595
9530157 | 361225.1 | 170693.8 | 51.4339 | -2.5592
9530379 | 361225.3 | 173730.1 | 51.4612 | -2.5595
9542797 | 361228.91 | 168373.77 | 51.413 | -2.5589
9542895 | 361229.1 | 169787.1 | 51.4258 | -2.559
477023622 | 361230.29 | 168765.39 | 51.4166 | -2.5589
9530422 | 361230.8 | 174214.2 | 51.4656 | -2.5595
583728809 | 361231.32 | 167986.2 | 51.4096 | -2.5588
461778814 | 361231.63 | 168190.03 | 51.4114 | -2.5588
461778801 | 361231.66 | 168193.99 | 51.4114 | -2.5588
9530155 | 361231.5 | 170791.8 | 51.4348 | -2.5591
9530336 | 361231.6 | 173093.6 | 51.4555 | -2.5594
9536117 | 361232.83 | 175110.6 | 51.4736 | -2.5596
9536128 | 361232.57 | 175233.71 | 51.4747 | -2.5596
606516863 | 361233.04 | 177897.83 | 51.4987 | -2.5599
9536189 | 361234 | 178940.2 | 51.5081 | -2.56
9530484 | 361234.22 | 174635.73 | 51.4693 | -2.5595
9530512 | 361235 | 174800.21 | 51.4708 | -2.5595
584392289 | 361235.57 | 167776.51 | 51.4077 | -2.5587
9530310 | 361235.8 | 173330.9 | 51.4576 | -2.5593
617160329 | 361237.77 | 168052.05 | 51.4102 | -2.5587
619489695 | 361237.86 | 168174.85 | 51.4113 | -2.5587
9542856 | 361237.3 | 169351.8 | 51.4218 | -2.5589
9530485 | 361237.4 | 174614.5 | 51.4692 | -2.5594
9530143 | 361238.2 | 170938.2 | 51.4361 | -2.559
17721353 | 361240.99 | 173057.88 | 51.4552 | -2.5592
610078835 | 361241.76 | 177638.5 | 51.4963 | -2.5597
629966775 | 361241.83 | 177790.98 | 51.4977 | -2.5597
534843827 | 361241.67 | 178031.63 | 51.4999 | -2.5598
9542891 | 361243.7 | 169698.2 | 51.425 | -2.5588
9546141 | 361244.01 | 174413 | 51.4673 | -2.5593
618573287 | 361245.6 | 174396.7 | 51.4672 | -2.5593
9530419 | 361246.6 | 174165.31 | 51.4651 | -2.5593
9530501 | 361246.6 | 174978.2 | 51.4724 | -2.5594
9536148 | 361246.25 | 175655.11 | 51.4785 | -2.5594
619489554 | 361247.55 | 167947.34 | 51.4092 | -2.5586
577466916 | 361247.24 | 168866.8 | 51.4175 | -2.5587
9536190 | 361248.25 | 178854.03 | 51.5073 | -2.5598
9530199 | 361249.44 | 171043.4 | 51.437 | -2.5589
577466908 | 361250.58 | 168934.9 | 51.4181 | -2.5586
9542892 | 361250 | 169724.6 | 51.4252 | -2.5587
9536120 | 361250.1 | 175019.59 | 51.4728 | -2.5593
9542855 | 361252 | 169266 | 51.4211 | -2.5586
9530156 | 361251.3 | 170708.68 | 51.434 | -2.5588
540932294 | 361251.36 | 178003.02 | 51.4996 | -2.5596
9542799 | 361252.1 | 168043.3 | 51.4101 | -2.5585
620768938 | 361252.85 | 177801.51 | 51.4978 | -2.5596
20478180 | 361253.84 | 169584.91 | 51.4239 | -2.5587
9542789 | 361255.78 | 167639.37 | 51.4064 | -2.5584
9530475 | 361255.57 | 174477.32 | 51.4679 | -2.5592
9530383 | 361256.8 | 173638.1 | 51.4604 | -2.5591
9530504 | 361256.1 | 174880.66 | 51.4715 | -2.5592
426950261 | 361256.71 | 178863.81 | 51.5074 | -2.5596
174242493 | 361257.18 | 170111.28 | 51.4287 | -2.5587
9530333 | 361257.9 | 173165.2 | 51.4561 | -2.559
9530387 | 361258 | 173541 | 51.4595 | -2.559
610078877 | 361259.89 | 177564.77 | 51.4957 | -2.5595
9542897 | 361260.8 | 169838.9 | 51.4262 | -2.5586
9530508 | 361260.59 | 174746.88 | 51.4703 | -2.5591
366413097 | 361261.85 | 167592.13 | 51.406 | -2.5583
9542910 | 361261.9 | 169597 | 51.424 | -2.5585
9542889 | 361261.3 | 169609.1 | 51.4242 | -2.5585
9542890 | 361261.6 | 169655.6 | 51.4246 | -2.5586
9542912 | 361262.4 | 169592.9 | 51.424 | -2.5585
606516855 | 361262.89 | 177933.63 | 51.499 | -2.5594
9530466 | 361263.27 | 174310.32 | 51.4664 | -2.559
534843822 | 361263.66 | 178020.47 | 51.4998 | -2.5594
9542832 | 361264.83 | 168990.79 | 51.4186 | -2.5584
9530468 | 361265.9 | 174250.1 | 51.4659 | -2.559
605195401 | 361266.6 | 173000.6 | 51.4546 | -2.5588
9530354 | 361266.3 | 173990.1 | 51.4635 | -2.559
9530505 | 361266.73 | 174971.09 | 51.4724 | -2.5591
9530389 | 361267.5 | 173517 | 51.4593 | -2.5589
619342356 | 361267.42 | 173801.14 | 51.4618 | -2.5589
9530376 | 361268.3 | 173937.7 | 51.4631 | -2.5589
9530365 | 361269.3 | 173874.3 | 51.4625 | -2.5589
317648166 | 361269.3 | 175729.9 | 51.4792 | -2.5591
9542854 | 361272.7 | 169194.3 | 51.4204 | -2.5583
9542913 | 361273 | 169592.1 | 51.424 | -2.5584
9542911 | 361272.3 | 169596.7 | 51.424 | -2.5584
9530314 | 361272.7 | 173248 | 51.4569 | -2.5588
622863646 | 361272.26 | 177609.61 | 51.4961 | -2.5593
9542853 | 361273.5 | 169141.2 | 51.42 | -2.5583
585706013 | 361273.35 | 177945.9 | 51.4991 | -2.5593
9530446 | 361275.9 | 174495 | 51.4681 | -2.5589
9542887 | 361276.4 | 169520.1 | 51.4234 | -2.5583
9542821 | 361277.45 | 168512.24 | 51.4143 | -2.5582
9542888 | 361277.7 | 169565.7 | 51.4238 | -2.5583
9530312 | 361277.8 | 173284.8 | 51.4572 | -2.5587
9530460 | 361277.7 | 174349.02 | 51.4668 | -2.5588
9530295 | 361278.95 | 173420.24 | 51.4584 | -2.5587
9530380 | 361278.54 | 173732.44 | 51.4612 | -2.5588
9530381 | 361279.9 | 173686.3 | 51.4608 | -2.5587
37509517 | 361279.64 | 186638.67 | 51.5773 | -2.5602
9530144 | 361282.8 | 170864.9 | 51.4354 | -2.5584
9530386 | 361282.3 | 173572.31 | 51.4598 | -2.5587
9536149 | 361282.27 | 175724.78 | 51.4791 | -2.5589
576656041 | 361283.08 | 168928.32 | 51.418 | -2.5582
9530421 | 361283.2 | 174220.4 | 51.4656 | -2.5587
9542810 | 361284.1 | 168454.25 | 51.4138 | -2.5581
616514571 | 361285.92 | 168588.3 | 51.415 | -2.5581
9530191 | 361285.73 | 171258.45 | 51.439 | -2.5584
9542851 | 361287.8 | 169050 | 51.4191 | -2.5581
583048065 | 361288.28 | 173323.52 | 51.4576 | -2.5586
9542852 | 361289 | 169099.2 | 51.4196 | -2.5581
606516879 | 361289.31 | 177855.81 | 51.4983 | -2.559
585706001 | 361289.42 | 177929.12 | 51.499 | -2.5591
349181992 | 361290.35 | 170138.42 | 51.4289 | -2.5582
641939035 | 361290.57 | 178123.99 | 51.5007 | -2.5591
633988743 | 361291.8 | 174476.8 | 51.4679 | -2.5586
9542805 | 361292.2 | 168289.4 | 51.4123 | -2.558
9530388 | 361293.2 | 173564.6 | 51.4597 | -2.5585
9530375 | 361293.5 | 173942.1 | 51.4631 | -2.5586
9530482 | 361294 | 174617.6 | 51.4692 | -2.5586
547636332 | 361294.09 | 167524.92 | 51.4054 | -2.5578
9530319 | 361295.94 | 173222.84 | 51.4566 | -2.5585
639646479 | 361295.34 | 177496.29 | 51.4951 | -2.5589
9530332 | 361296.2 | 173061.7 | 51.4552 | -2.5584
9542806 | 361297.8 | 168353.8 | 51.4129 | -2.5579
613259244 | 361297.3 | 173176 | 51.4562 | -2.5584
9542842 | 361298.3 | 169481.3 | 51.423 | -2.558
174242362 | 361298.94 | 170188.92 | 51.4294 | -2.5581
9542843 | 361300.1 | 169433.8 | 51.4226 | -2.558
9542850 | 361301.9 | 169009.85 | 51.4188 | -2.5579
9536134 | 361302.01 | 175172.61 | 51.4742 | -2.5586
174242487 | 361303.77 | 170071.4 | 51.4283 | -2.558
582814944 | 361303.01 | 174601.88 | 51.469 | -2.5585
622863654 | 361304.66 | 177550.27 | 51.4956 | -2.5588
585705989 | 361304.06 | 177875.44 | 51.4985 | -2.5588
9530145 | 361305.54 | 170972.9 | 51.4364 | -2.5581
9530391 | 361305.6 | 173756 | 51.4614 | -2.5584
9530461 | 361305.1 | 174428.8 | 51.4675 | -2.5584
9530511 | 361306 | 174879.6 | 51.4715 | -2.5585
190401757 | 361308.4 | 170002.23 | 51.4277 | -2.5579
174242391 | 361308.57 | 170068.67 | 51.4283 | -2.5579
9530174 | 361308.46 | 170794.39 | 51.4348 | -2.558
352996937 | 361308.74 | 174319.36 | 51.4665 | -2.5584
9530382 | 361309.6 | 173696.2 | 51.4609 | -2.5583
9530414 | 361309.8 | 174063 | 51.4642 | -2.5583
36905236 | 361311.85 | 194854.02 | 51.6511 | -2.5606
352996922 | 361312.48 | 174309.92 | 51.4664 | -2.5583
352996932 | 361312.51 | 174320.69 | 51.4665 | -2.5583
616519749 | 361313.65 | 168785.33 | 51.4168 | -2.5577
9530210 | 361313.5 | 171350.3 | 51.4398 | -2.558
639574893 | 361313.93 | 173277.53 | 51.4571 | -2.5582
9530154 | 361314.3 | 170707.61 | 51.434 | -2.5579
9530313 | 361314.7 | 173261.8 | 51.457 | -2.5582
9530506 | 361314.5 | 174934.01 | 51.472 | -2.5584
9536127 | 361317.3 | 175200.2 | 51.4744 | -2.5584
606516895 | 361319.37 | 177817.68 | 51.498 | -2.5586
9530330 | 361320.86 | 173092.83 | 51.4555 | -2.5581
9530367 | 361320.4 | 173807 | 51.4619 | -2.5582
9542844 | 361321.9 | 169394.3 | 51.4222 | -2.5577
9530306 | 361321.4 | 173374.3 | 51.458 | -2.5581
9542845 | 361323.56 | 169345.12 | 51.4218 | -2.5576
9530510 | 361323.95 | 174809.84 | 51.4709 | -2.5582
9530459 | 361325.7 | 174279.6 | 51.4661 | -2.5581
9530507 | 361325.5 | 174922.3 | 51.4719 | -2.5582
616519738 | 361326.4 | 168898.23 | 51.4178 | -2.5575
614862917 | 361326.9 | 168926.9 | 51.418 | -2.5575
9536133 | 361327.37 | 175082.18 | 51.4734 | -2.5582
352998326 | 361327.39 | 178863.79 | 51.5074 | -2.5586
610079155 | 361328.49 | 177459.19 | 51.4947 | -2.5584
9530149 | 361329.89 | 170800.97 | 51.4349 | -2.5577
9530384 | 361329.6 | 173646.2 | 51.4605 | -2.558
9530418 | 361331.13 | 174175.64 | 51.4652 | -2.558
519283166 | 361331.23 | 178862.74 | 51.5074 | -2.5586
9536192 | 361331.8 | 178864.8 | 51.5074 | -2.5586
9530458 | 361333 | 174344.4 | 51.4667 | -2.558
9536116 | 361332.53 | 175030.55 | 51.4729 | -2.5581
9797247 | 361333.27 | 178644.83 | 51.5054 | -2.5585
9530190 | 361334.45 | 171164.48 | 51.4381 | -2.5577
9536152 | 361334.7 | 175632 | 51.4783 | -2.5582
9530350 | 361335.3 | 173304.8 | 51.4574 | -2.5579
193217130 | 361336.24 | 170168.15 | 51.4292 | -2.5575
9530329 | 361337.1 | 173185.2 | 51.4563 | -2.5578
9530390 | 361337.5 | 173676.21 | 51.4607 | -2.5579
352996872 | 361338.62 | 171530.9 | 51.4414 | -2.5577
36812496 | 361338.04 | 174115.73 | 51.4647 | -2.5579
9530447 | 361338.8 | 174497.8 | 51.4681 | -2.558
625172617 | 361339.29 | 178715.25 | 51.506 | -2.5584
9542774 | 361340.21 | 167581.44 | 51.4059 | -2.5572
9530509 | 361341.57 | 174756.79 | 51.4704 | -2.558
36932539 | 361341.63 | 192284.97 | 51.628 | -2.5599
9530153 | 361343.2 | 170720.1 | 51.4342 | -2.5575
585705983 | 361343.97 | 177846.42 | 51.4982 | -2.5583
9542780 | 361344.38 | 167953.24 | 51.4093 | -2.5572
9542846 | 361345 | 169306 | 51.4214 | -2.5573
9530294 | 361345.2 | 173478.8 | 51.459 | -2.5578
9542768 | 361346.9 | 167242.3 | 51.4029 | -2.5571
9530182 | 361346.7 | 170713.4 | 51.4341 | -2.5574
9530209 | 361347 | 171354.3 | 51.4399 | -2.5575
9542769 | 361349.82 | 167415.72 | 51.4044 | -2.557
610079209 | 361349.19 | 177400.73 | 51.4942 | -2.5581
622863638 | 361349.2 | 177602.67 | 51.496 | -2.5582
9530415 | 361352.5 | 174071.9 | 51.4643 | -2.5577
9542900 | 361353.8 | 169738.7 | 51.4253 | -2.5572
189417375 | 361353.13 | 170087.31 | 51.4285 | -2.5573
9530366 | 361353.4 | 173885.1 | 51.4626 | -2.5577
9542833 | 361354.24 | 168996.76 | 51.4187 | -2.5571
9530456 | 361355 | 174275.9 | 51.4661 | -2.5577
585705977 | 361356.95 | 177796.58 | 51.4978 | -2.5581
9542847 | 361357.3 | 169260.1 | 51.421 | -2.5571
9530462 | 361357.74 | 174488.82 | 51.468 | -2.5577
174242456 | 361358.8 | 170190.44 | 51.4294 | -2.5572
9530305 | 361358.3 | 173378.7 | 51.4581 | -2.5576
9542898 | 361359.4 | 169827.6 | 51.4261 | -2.5572
9530296 | 361360.72 | 173447.16 | 51.4587 | -2.5575
9530393 | 361360.99 | 173747.75 | 51.4614 | -2.5576
9536151 | 361360.9 | 175694.2 | 51.4789 | -2.5578
613415200 | 361361.81 | 177500.41 | 51.4951 | -2.558
9542901 | 361362.2 | 169647.4 | 51.4245 | -2.5571
611494902 | 361362.64 | 170914.34 | 51.4359 | -2.5572
9530229 | 361362.8 | 171734.8 | 51.4433 | -2.5573
9542773 | 361363.36 | 167584.93 | 51.406 | -2.5569
9530452 | 361364.9 | 174184.6 | 51.4653 | -2.5576
9536185 | 361364.53 | 178887.41 | 51.5076 | -2.5581
9530427 | 361365.75 | 174065.31 | 51.4642 | -2.5575
9530481 | 361366.7 | 174622.6 | 51.4692 | -2.5576
9542766 | 361367.23 | 167499.84 | 51.4052 | -2.5568
9530328 | 361367.2 | 173118.4 | 51.4557 | -2.5574
9530368 | 361369 | 173965.9 | 51.4633 | -2.5575
9542906 | 361370.1 | 169932.2 | 51.4271 | -2.557
9536126 | 361371.4 | 175173.7 | 51.4742 | -2.5576
9530426 | 361372.17 | 174041.8 | 51.464 | -2.5574
9530320 | 361373 | 173241.5 | 51.4568 | -2.5573
9530351 | 361373.46 | 173311.77 | 51.4575 | -2.5573
9530443 | 361373.26 | 174477.81 | 51.4679 | -2.5575
610079231 | 361373.87 | 177355.82 | 51.4938 | -2.5578
9548824 | 361373.37 | 192334.79 | 51.6285 | -2.5594
9542764 | 361374.7 | 167461.7 | 51.4049 | -2.5567
9530347 | 361376.2 | 173195.8 | 51.4564 | -2.5573
9530517 | 361377.2 | 174938.4 | 51.4721 | -2.5575
9542778 | 361378.1 | 167773.11 | 51.4077 | -2.5567
614106119 | 361378.07 | 169630.4 | 51.4244 | -2.5569
9542776 | 361379.2 | 167697.7 | 51.407 | -2.5566
174242417 | 361381.65 | 170219.42 | 51.4297 | -2.5569
586197378 | 361382.48 | 168492.75 | 51.4141 | -2.5567
183496827 | 361383.76 | 168873.82 | 51.4175 | -2.5567
9542777 | 361387.4 | 167708.4 | 51.4071 | -2.5565
9530224 | 361387.5 | 171676 | 51.4428 | -2.557
611494891 | 361388.5 | 170799.22 | 51.4349 | -2.5569
9544948 | 361388.5 | 173205.6 | 51.4565 | -2.5571
9530454 | 361389.6 | 174248.4 | 51.4659 | -2.5572
9542771 | 361390.6 | 167559.78 | 51.4057 | -2.5565
611494874 | 361390.63 | 170735.75 | 51.4343 | -2.5568
9530188 | 361390.8 | 171107 | 51.4376 | -2.5569
9542902 | 361391.5 | 169559.8 | 51.4237 | -2.5567
9542908 | 361391.5 | 169864.2 | 51.4265 | -2.5567
9530369 | 361391.32 | 173920.21 | 51.4629 | -2.5571
9542836 | 361392.3 | 168958.4 | 51.4183 | -2.5566
9551609 | 361392.84 | 188884.89 | 51.5975 | -2.5588
673423078 | 361394.1 | 173386.3 | 51.4581 | -2.557
9536114 | 361394.7 | 175013.8 | 51.4728 | -2.5572
9542872 | 361395.4 | 169469.9 | 51.4229 | -2.5566
9542905 | 361396 | 169979.8 | 51.4275 | -2.5566
9530211 | 361395.72 | 171170.66 | 51.4382 | -2.5568
9530311 | 361395.3 | 173311 | 51.4575 | -2.557
9536153 | 361395.27 | 175693.01 | 51.4789 | -2.5573
617314197 | 361396.69 | 168577.74 | 51.4149 | -2.5565
11796308 | 361396.54 | 175175.11 | 51.4742 | -2.5572
613415208 | 361396.74 | 177445.42 | 51.4946 | -2.5575
610079085 | 361396.79 | 177501.74 | 51.4951 | -2.5575
9530327 | 361397.6 | 173211.6 | 51.4566 | -2.557
613415175 | 361399.06 | 177585.72 | 51.4959 | -2.5574
9530425 | 361400.1 | 174022 | 51.4638 | -2.557
11796315 | 361400.05 | 175173.31 | 51.4742 | -2.5572
9530363 | 361401.88 | 173788.09 | 51.4617 | -2.557
9536115 | 361401.9 | 175082.24 | 51.4734 | -2.5571
9530220 | 361402.6 | 171504.6 | 51.4412 | -2.5567
9530399 | 361403 | 173748.1 | 51.4614 | -2.557
9530395 | 361403.3 | 173528.5 | 51.4594 | -2.5569
610078919 | 361403.03 | 177658.26 | 51.4965 | -2.5574
9542849 | 361404.56 | 169083.08 | 51.4194 | -2.5564
9542817 | 361405.3 | 168793.2 | 51.4168 | -2.5564
9530477 | 361405.33 | 174500.51 | 51.4681 | -2.557
9542903 | 361406.6 | 169508.4 | 51.4233 | -2.5565
9530221 | 361407 | 171524.1 | 51.4414 | -2.5567
617252159 | 361406.39 | 174355.94 | 51.4668 | -2.557
616514466 | 361408.46 | 168651.35 | 51.4156 | -2.5563
232460702 | 361409.68 | 174154.94 | 51.465 | -2.5569
616514442 | 361410.59 | 168825.02 | 51.4171 | -2.5563
9530371 | 361410.5 | 173884.3 | 51.4626 | -2.5569
9530394 | 361414.8 | 173673.5 | 51.4607 | -2.5568
9530480 | 361414.4 | 174637.9 | 51.4694 | -2.5569
352996917 | 361417.35 | 174360.86 | 51.4669 | -2.5568
9536156 | 361417.2 | 175606.21 | 51.4781 | -2.557
9552280 | 361421.17 | 175112.09 | 51.4736 | -2.5568
9530222 | 361422.2 | 171591.4 | 51.442 | -2.5564
9542770 | 361424.2 | 167387.7 | 51.4042 | -2.556
183496841 | 361425.61 | 168886.89 | 51.4177 | -2.5561
623990328 | 361425.24 | 173963.32 | 51.4633 | -2.5567
613415216 | 361426.82 | 177388.43 | 51.4941 | -2.557
9530302 | 361427.91 | 173453.8 | 51.4587 | -2.5566
9530392 | 361427.7 | 173629.4 | 51.4603 | -2.5566
9542904 | 361428.5 | 169924.3 | 51.427 | -2.5562
189258187 | 361429.23 | 165897.27 | 51.3908 | -2.5557
189186022 | 361429.52 | 165898.91 | 51.3908 | -2.5557
189186002 | 361430.09 | 165897.76 | 51.3908 | -2.5557
9530402 | 361431.98 | 173679.65 | 51.4608 | -2.5565
214144734 | 361432.37 | 168901.54 | 51.4178 | -2.556
9530178 | 361432.6 | 170738.1 | 51.4343 | -2.5562
9530428 | 361432.6 | 174092.2 | 51.4645 | -2.5566
9530147 | 361434 | 170969 | 51.4364 | -2.5562
9530397 | 361434.1 | 173583.2 | 51.4599 | -2.5565
9530424 | 361434.7 | 174076.6 | 51.4643 | -2.5565
9530453 | 361438.52 | 174201.6 | 51.4655 | -2.5565
284935366 | 361438.55 | 178096.76 | 51.5005 | -2.5569
9542815 | 361439.01 | 168996.49 | 51.4187 | -2.5559
9530455 | 361439.4 | 174269.9 | 51.4661 | -2.5565
44331591 | 361441.26 | 168991.38 | 51.4186 | -2.5559
9530189 | 361441.08 | 171028.44 | 51.4369 | -2.5561
9530521 | 361441.51 | 174870.91 | 51.4715 | -2.5565
37285171 | 361441.73 | 194765.67 | 51.6503 | -2.5587
9530442 | 361442.4 | 174493.9 | 51.4681 | -2.5565
9530346 | 361443.17 | 173161.46 | 51.4561 | -2.5563
9530372 | 361444.62 | 173806.68 | 51.4619 | -2.5564
582543211 | 361445.87 | 177596.2 | 51.496 | -2.5568
9530325 | 361449.5 | 173315.1 | 51.4575 | -2.5562
9530298 | 361450.1 | 173473.7 | 51.4589 | -2.5563
29305367 | 361450.6 | 173628.24 | 51.4603 | -2.5563
9542840 | 361451.8 | 169435.9 | 51.4226 | -2.5558
9530396 | 361451.9 | 173542.5 | 51.4595 | -2.5562
613415193 | 361451.6 | 177489.29 | 51.495 | -2.5567
22862706 | 361453.79 | 174547.79 | 51.4686 | -2.5563
9536113 | 361453.38 | 175035.19 | 51.473 | -2.5564
512188356 | 361453.28 | 179096.87 | 51.5095 | -2.5568
197244907 | 361453.84 | 181668.54 | 51.5326 | -2.5571
9542775 | 361454.1 | 167579.1 | 51.4059 | -2.5556
9552004 | 361455.9 | 170735.4 | 51.4343 | -2.5559
9530152 | 361455.4 | 170738.6 | 51.4343 | -2.5559
9530181 | 361456.1 | 170908.2 | 51.4359 | -2.5559
9530303 | 361458.47 | 173330.59 | 51.4576 | -2.5561
9530441 | 361458.1 | 174494.1 | 51.4681 | -2.5562
9542772 | 361459.21 | 167524.22 | 51.4054 | -2.5555
163549991 | 361459.74 | 171458.81 | 51.4408 | -2.5559
613415185 | 361459.41 | 177516.66 | 51.4953 | -2.5566
9542765 | 361460.48 | 167422.95 | 51.4045 | -2.5554
9530398 | 361461.5 | 173612.1 | 51.4602 | -2.5561
9536194 | 361461.11 | 178881.88 | 51.5075 | -2.5567
163549999 | 361462.72 | 171464.17 | 51.4408 | -2.5559
9530321 | 361462.53 | 173258.2 | 51.457 | -2.5561
9530522 | 361462.06 | 174886.22 | 51.4716 | -2.5562
9536193 | 361462.3 | 178890.54 | 51.5076 | -2.5567
9530208 | 361463.4 | 171395.5 | 51.4402 | -2.5558
512188508 | 361465.96 | 179122.11 | 51.5097 | -2.5567
9530429 | 361466.1 | 174026.21 | 51.4639 | -2.5561
9530180 | 361468 | 170885.5 | 51.4356 | -2.5557
37285128 | 361469.66 | 195969.72 | 51.6612 | -2.5585
352983965 | 361470.37 | 170749.55 | 51.4344 | -2.5557
9530301 | 361470.64 | 173394.46 | 51.4582 | -2.556
9530179 | 361472 | 170798.4 | 51.4349 | -2.5556
544745944 | 361473.81 | 177682.77 | 51.4968 | -2.5564
609971330 | 361475.11 | 168277.31 | 51.4122 | -2.5553
544919217 | 361476.44 | 170090.19 | 51.4285 | -2.5555
9530206 | 361476.63 | 171465.83 | 51.4409 | -2.5557
9536154 | 361476.82 | 175670.2 | 51.4787 | -2.5561
544745980 | 361476.36 | 177667.44 | 51.4966 | -2.5563
608594077 | 361480.67 | 168266.11 | 51.4121 | -2.5553
614133044 | 361483.9 | 168193.01 | 51.4114 | -2.5552
9530223 | 361483.3 | 171555.28 | 51.4417 | -2.5556
9530300 | 361485.8 | 173430.2 | 51.4585 | -2.5557
541585459 | 361486.76 | 179062.63 | 51.5092 | -2.5563
9530373 | 361487.51 | 173918.88 | 51.4629 | -2.5558
578363914 | 361487.74 | 179142.13 | 51.5099 | -2.5563
573847314 | 361488.14 | 168398.47 | 51.4133 | -2.5552
9530400 | 361488.1 | 173779.9 | 51.4617 | -2.5557
9530370 | 361488.47 | 173923.7 | 51.463 | -2.5558
37285165 | 361489.15 | 194633.78 | 51.6492 | -2.558
9530207 | 361490.5 | 171309.8 | 51.4395 | -2.5554
9530408 | 361490.6 | 174149.5 | 51.465 | -2.5557
9530440 | 361490.55 | 174369.77 | 51.467 | -2.5558
9530519 | 361491 | 174816.2 | 51.471 | -2.5558
9530326 | 361491.5 | 173181.3 | 51.4563 | -2.5556
9530407 | 361492.4 | 174126.58 | 51.4648 | -2.5557
352996907 | 361495.29 | 174384.8 | 51.4671 | -2.5557
9542841 | 361496.6 | 169359.1 | 51.4219 | -2.5551
9530401 | 361496.59 | 173730.45 | 51.4612 | -2.5556
352996902 | 361496.36 | 174380.95 | 51.4671 | -2.5557
9530405 | 361497.2 | 173679.7 | 51.4608 | -2.5556
9536155 | 361498 | 175610.2 | 51.4781 | -2.5558
9530520 | 361498.09 | 174902.41 | 51.4718 | -2.5557
9542763 | 361499.8 | 167393.2 | 51.4042 | -2.5549
9530374 | 361499.5 | 173955.4 | 51.4632 | -2.5556
9530406 | 361499.3 | 174042.6 | 51.464 | -2.5556
581206336 | 361499.23 | 177561.39 | 51.4957 | -2.556
545262752 | 361499.81 | 179121.04 | 51.5097 | -2.5562
9530567 | 361501.3 | 170971.8 | 51.4364 | -2.5552
9530816 | 361501.2 | 173199.5 | 51.4565 | -2.5555
9542922 | 361504.25 | 167533.27 | 51.4055 | -2.5548
9530839 | 361505.57 | 173550.81 | 51.4596 | -2.5555
9530838 | 361506.42 | 173511.11 | 51.4593 | -2.5554
26468695 | 361506.93 | 181657.67 | 51.5325 | -2.5563
9530884 | 361507.74 | 173507.61 | 51.4592 | -2.5554
9542914 | 361509.74 | 167405.84 | 51.4044 | -2.5547
9552416 | 361509.12 | 174855.11 | 51.4713 | -2.5556
9530844 | 361511.6 | 173687.4 | 51.4608 | -2.5554
9530908 | 361511.9 | 174483.4 | 51.468 | -2.5555
582543195 | 361514.26 | 177640.34 | 51.4964 | -2.5558
498327890 | 361515.45 | 173504.2 | 51.4592 | -2.5553
9542918 | 361516.1 | 167285.9 | 51.4033 | -2.5546
9530672 | 361516.1 | 171222.8 | 51.4387 | -2.5551
498327915 | 361517.46 | 173504.88 | 51.4592 | -2.5553
9530831 | 361518.2 | 173968.9 | 51.4634 | -2.5553
9530911 | 361518.7 | 174385.7 | 51.4671 | -2.5554
9530676 | 361519.6 | 171577.4 | 51.4419 | -2.5551
9530841 | 361520.4 | 173646.2 | 51.4605 | -2.5553
9552362 | 361520.24 | 174956.03 | 51.4723 | -2.5554
9536217 | 361520.28 | 175150.5 | 51.474 | -2.5554
537249211 | 361520.41 | 179071.21 | 51.5092 | -2.5559
607997046 | 361521.49 | 169095.32 | 51.4196 | -2.5548
676418853 | 361521.06 | 173119.18 | 51.4557 | -2.5552
9530585 | 361522.6 | 170745.4 | 51.4344 | -2.5549
9530843 | 361522.9 | 173661.1 | 51.4606 | -2.5552
9536210 | 361522.7 | 175028.6 | 51.4729 | -2.5554
9530842 | 361524.6 | 173655.8 | 51.4606 | -2.5552
9530835 | 361525.06 | 173848.83 | 51.4623 | -2.5552
610119733 | 361527.8 | 174508.48 | 51.4682 | -2.5553
582543203 | 361527.61 | 177553.33 | 51.4956 | -2.5556
610130170 | 361528.83 | 169014.42 | 51.4188 | -2.5546
9530915 | 361529.59 | 174430.4 | 51.4675 | -2.5552
9530823 | 361530.9 | 173436.5 | 51.4586 | -2.5551
645009700 | 361531.4 | 171136.2 | 51.4379 | -2.5548
9530907 | 361531 | 174256.3 | 51.466 | -2.5552
9530829 | 361532.3 | 173909.9 | 51.4628 | -2.5551
9530932 | 361532.2 | 174504.7 | 51.4682 | -2.5552
9542915 | 361534.33 | 167458.33 | 51.4048 | -2.5544
641677503 | 361534.59 | 170996.89 | 51.4366 | -2.5548
673423017 | 361535.88 | 173608.02 | 51.4601 | -2.555
9530670 | 361536.9 | 171104.1 | 51.4376 | -2.5548
9530722 | 361536.92 | 171502.46 | 51.4412 | -2.5548
9542929 | 361537.3 | 167996.7 | 51.4097 | -2.5544
9543014 | 361537.7 | 169972.3 | 51.4274 | -2.5546
9542991 | 361538.4 | 169289.4 | 51.4213 | -2.5545
9530675 | 361538 | 171361.6 | 51.4399 | -2.5548
163550043 | 361540.68 | 171420.38 | 51.4405 | -2.5547
9530886 | 361542.5 | 173881.9 | 51.4626 | -2.555
469357448 | 361542.7 | 179095.69 | 51.5095 | -2.5555
26468688 | 361542.7 | 181569.78 | 51.5317 | -2.5558
638011280 | 361543.92 | 167390.54 | 51.4042 | -2.5543
547517802 | 361543.09 | 168375.77 | 51.4131 | -2.5544
9530546 | 361543.1 | 170064.2 | 51.4283 | -2.5545
163550052 | 361543.72 | 171426.44 | 51.4405 | -2.5547
9542937 | 361544.9 | 168207.7 | 51.4116 | -2.5543
9542959 | 361544.04 | 168652.68 | 51.4156 | -2.5544
9530610 | 361544.26 | 170920.73 | 51.436 | -2.5546
9530845 | 361545.2 | 173501.2 | 51.4592 | -2.5549
9530819 | 361546.03 | 173276.67 | 51.4571 | -2.5548
9530588 | 361547.1 | 170637.81 | 51.4334 | -2.5545
9530678 | 361548.7 | 171615.59 | 51.4422 | -2.5546
9530822 | 361548.1 | 173222.11 | 51.4567 | -2.5548
33458891 | 361550.1 | 168095.98 | 51.4106 | -2.5542
9542961 | 361552.32 | 168749.27 | 51.4164 | -2.5543
9530821 | 361553.9 | 173325.4 | 51.4576 | -2.5548
9542954 | 361556.71 | 168449.75 | 51.4137 | -2.5542
9542993 | 361556.3 | 169109.4 | 51.4197 | -2.5543
9542992 | 361556.6 | 169198.8 | 51.4205 | -2.5543
467312207 | 361556.9 | 174911.6 | 51.4718 | -2.5549
9536218 | 361556.16 | 175149.48 | 51.474 | -2.5549
579121566 | 361556.99 | 177769.68 | 51.4975 | -2.5552
9542962 | 361557.93 | 168841.15 | 51.4173 | -2.5542
9530650 | 361558.1 | 171425.4 | 51.4405 | -2.5545
352996987 | 361558.66 | 173335.04 | 51.4577 | -2.5547
353012941 | 361558.43 | 174909.74 | 51.4718 | -2.5549
9542958 | 361559.6 | 168564.4 | 51.4148 | -2.5541
638011213 | 361560.59 | 167488.84 | 51.4051 | -2.554
9530909 | 361560.85 | 174486.13 | 51.468 | -2.5548
28119419 | 361560.69 | 181658.47 | 51.5325 | -2.5556
9548825 | 361560.61 | 192407.22 | 51.6292 | -2.5567
9530674 | 361561.2 | 171273.1 | 51.4391 | -2.5544
9530836 | 361561.1 | 173771.2 | 51.4616 | -2.5547
9536211 | 361561.81 | 175044.81 | 51.473 | -2.5548
492188546 | 361562.8 | 164559.11 | 51.3788 | -2.5537
9542917 | 361563.41 | 167228.52 | 51.4028 | -2.5539
353000783 | 361563.26 | 169036.2 | 51.419 | -2.5541
353000778 | 361563.02 | 169040.2 | 51.4191 | -2.5541
9530824 | 361563.56 | 173361.57 | 51.4579 | -2.5546
639345974 | 361564.12 | 167391.35 | 51.4042 | -2.5539
547517810 | 361564.19 | 168434.87 | 51.4136 | -2.5541
9542994 | 361564.2 | 169015.4 | 51.4188 | -2.5541
668780943 | 361564.43 | 170993.15 | 51.4366 | -2.5543
9530891 | 361564.58 | 174013.35 | 51.4638 | -2.5547
492188537 | 361565.52 | 164562.24 | 51.3788 | -2.5536
353000763 | 361565.7 | 168909.4 | 51.4179 | -2.5541
353000758 | 361565.78 | 168913.4 | 51.4179 | -2.5541
9543005 | 361565.7 | 169992 | 51.4276 | -2.5542
9530556 | 361565.8 | 170306.2 | 51.4304 | -2.5543
9530555 | 361566.53 | 170319.61 | 51.4306 | -2.5542
9530815 | 361566.2 | 173147 | 51.456 | -2.5545
9536227 | 361566.8 | 175665 | 51.4786 | -2.5548
641939009 | 361567.43 | 178471.33 | 51.5039 | -2.5551
9530621 | 361570.78 | 170878.08 | 51.4356 | -2.5542
9530825 | 361570.7 | 173359.9 | 51.4579 | -2.5545
9530673 | 361572.6 | 171217.2 | 51.4386 | -2.5542
9530887 | 361572.2 | 174047.8 | 51.4641 | -2.5546
9530669 | 361574.48 | 171058.84 | 51.4372 | -2.5542
9530677 | 361574.6 | 171595.8 | 51.442 | -2.5543
9530611 | 361575.61 | 170899.96 | 51.4358 | -2.5542
26468683 | 361576.82 | 181564.02 | 51.5317 | -2.5553
9530568 | 361577.97 | 170928.05 | 51.436 | -2.5541
9530912 | 361577.75 | 174412.14 | 51.4674 | -2.5545
9530827 | 361579.7 | 173450.9 | 51.4587 | -2.5544
676418848 | 361580.32 | 173074.91 | 51.4553 | -2.5543
9530846 | 361580.7 | 173517 | 51.4593 | -2.5544
610717152 | 361580.83 | 175065.35 | 51.4732 | -2.5546
37285106 | 361580.22 | 194457.26 | 51.6476 | -2.5567
9530882 | 361581.57 | 173688.72 | 51.4609 | -2.5544
466582522 | 361582.32 | 174918.77 | 51.4719 | -2.5545
638011206 | 361583.37 | 167461.86 | 51.4049 | -2.5537
9530663 | 361584.8 | 171128 | 51.4378 | -2.5541
9542942 | 361585.35 | 168479.75 | 51.414 | -2.5538
9542935 | 361586.47 | 168169.73 | 51.4112 | -2.5537
9530561 | 361588.87 | 170197.44 | 51.4295 | -2.5539
9548818 | 361589.24 | 191157.26 | 51.6179 | -2.5562
51757596 | 361591.99 | 168449.86 | 51.4138 | -2.5537
9542999 | 361592.3 | 169462.9 | 51.4229 | -2.5538
9797135 | 361592.86 | 178709.56 | 51.506 | -2.5548
125604917 | 361593.66 | 168296.75 | 51.4124 | -2.5536
645340604 | 361594.65 | 167234.67 | 51.4028 | -2.5535
9530523 | 361594.6 | 170327.4 | 51.4306 | -2.5538
646498612 | 361596.93 | 167367.82 | 51.404 | -2.5535
163528550 | 361597.19 | 170734.53 | 51.4343 | -2.5538
9530885 | 361598.84 | 173869.31 | 51.4625 | -2.5542
353029359 | 361599.26 | 167213.69 | 51.4026 | -2.5534
579121560 | 361600.43 | 177788.84 | 51.4977 | -2.5546
9530554 | 361601.2 | 170375.8 | 51.4311 | -2.5537
9530910 | 361601.4 | 174496.4 | 51.4681 | -2.5542
9530880 | 361602.52 | 173605.34 | 51.4601 | -2.5541
9530834 | 361602.2 | 173826.7 | 51.4621 | -2.5541
584392309 | 361602.25 | 177760.84 | 51.4975 | -2.5545
27341440 | 361603.81 | 166935.41 | 51.4001 | -2.5533
51757601 | 361603.79 | 168454.33 | 51.4138 | -2.5535
9530723 | 361603.7 | 171536.1 | 51.4415 | -2.5538
676418835 | 361604.16 | 173089.42 | 51.4555 | -2.554
676418766 | 361604.17 | 173280.64 | 51.4572 | -2.554
9530562 | 361605.7 | 170000.8 | 51.4277 | -2.5536
9552049 | 361605.03 | 181762.54 | 51.5334 | -2.5549
9530583 | 361607 | 170836 | 51.4352 | -2.5537
9552398 | 361607.55 | 167199.81 | 51.4025 | -2.5533
584251615 | 361607.28 | 168980.28 | 51.4185 | -2.5535
9530660 | 361607.8 | 171344.8 | 51.4398 | -2.5538
9542920 | 361608.6 | 167202.7 | 51.4025 | -2.5533
9530830 | 361608.8 | 173950 | 51.4632 | -2.554
9542990 | 361609.8 | 169353.4 | 51.4219 | -2.5535
9530933 | 361609.54 | 174511.7 | 51.4683 | -2.5541
584392317 | 361609.4 | 177702.48 | 51.4969 | -2.5544
9530582 | 361610.2 | 170794 | 51.4348 | -2.5537
9530683 | 361610.9 | 171683.29 | 51.4428 | -2.5538
9530661 | 361611.2 | 171378.8 | 51.4401 | -2.5537
9530584 | 361612.86 | 170735.45 | 51.4343 | -2.5536
638011306 | 361613.85 | 167367.15 | 51.404 | -2.5532
9530652 | 361616.4 | 171463.3 | 51.4409 | -2.5536
37285138 | 361616.78 | 195838.97 | 51.66 | -2.5563
9530914 | 361617.18 | 174422.14 | 51.4675 | -2.554
9530613 | 361618.3 | 170657 | 51.4336 | -2.5535
119163373 | 361618.61 | 170725.94 | 51.4342 | -2.5535
9536267 | 361618.47 | 178860.82 | 51.5074 | -2.5544
9530837 | 361620.3 | 173766.4 | 51.4616 | -2.5538
9542982 | 361622.2 | 169080.3 | 51.4194 | -2.5533
633546741 | 361622.14 | 170412.1 | 51.4314 | -2.5534
26468705 | 361622.23 | 181652.8 | 51.5325 | -2.5547
9530545 | 361623.7 | 170103.9 | 51.4286 | -2.5534
9530888 | 361623.5 | 174037 | 51.464 | -2.5538
26468700 | 361624 | 181618.5 | 51.5322 | -2.5546
9542989 | 361624.66 | 169399 | 51.4223 | -2.5533
640798114 | 361625.37 | 167315.15 | 51.4036 | -2.5531
9542984 | 361627.2 | 169265 | 51.4211 | -2.5532
9530923 | 361627.77 | 174993.14 | 51.4726 | -2.5539
65673458 | 361628.24 | 170104.43 | 51.4286 | -2.5533
9530913 | 361628.4 | 174431.5 | 51.4675 | -2.5538
9542983 | 361630.2 | 169170.8 | 51.4202 | -2.5532
9530657 | 361630.4 | 171249.3 | 51.4389 | -2.5534
9536228 | 361631.2 | 175688.9 | 51.4788 | -2.5539
537202114 | 361632.23 | 170603.27 | 51.4331 | -2.5533
676418790 | 361634.06 | 173191.47 | 51.4564 | -2.5536
9530832 | 361634.4 | 173857.6 | 51.4624 | -2.5536
9530847 | 361637.6 | 173525.3 | 51.4594 | -2.5536
9530881 | 361637.46 | 173679.71 | 51.4608 | -2.5536
353000773 | 361638.63 | 169139.15 | 51.42 | -2.5531
353000788 | 361638.76 | 169395.25 | 51.4223 | -2.5531
9530649 | 361638.2 | 171386.8 | 51.4402 | -2.5533
161303327 | 361638.01 | 171985.7 | 51.4455 | -2.5534
9542960 | 361639.81 | 168698.13 | 51.416 | -2.553
9530541 | 361639.3 | 170213.1 | 51.4296 | -2.5532
9536216 | 361639.47 | 175132.45 | 51.4738 | -2.5537
353000768 | 361640.75 | 169135.76 | 51.4199 | -2.553
676418686 | 361640.4 | 173100.89 | 51.4556 | -2.5535
9530662 | 361641.8 | 171180.3 | 51.4383 | -2.5533
353000793 | 361642.14 | 169393.11 | 51.4222 | -2.553
9543006 | 361642.4 | 169926.1 | 51.427 | -2.5531
615109850 | 361642.07 | 177771.9 | 51.4976 | -2.554
9530721 | 361643.3 | 171587.2 | 51.442 | -2.5533
579986738 | 361643.74 | 178910.66 | 51.5078 | -2.5541
9542921 | 361644 | 167141.1 | 51.402 | -2.5528
583642190 | 361645.95 | 169452.45 | 51.4228 | -2.553
9530665 | 361646 | 171141.6 | 51.438 | -2.5532
9530828 | 361647.93 | 173900.06 | 51.4628 | -2.5535
9530569 | 361649 | 170961.3 | 51.4363 | -2.5531
9530664 | 361648.8 | 171052.6 | 51.4372 | -2.5531
9542930 | 361650.67 | 167987.98 | 51.4096 | -2.5528
9530656 | 361650.1 | 171296.5 | 51.4394 | -2.5531
9530833 | 361650.5 | 173855.76 | 51.4624 | -2.5534
22684918 | 361653.25 | 168529.89 | 51.4145 | -2.5528
676418810 | 361653.11 | 173033.33 | 51.455 | -2.5533
529007918 | 361653.9 | 184498.13 | 51.5581 | -2.5545
9530612 | 361655.3 | 170687.3 | 51.4339 | -2.553
353000743 | 361656.64 | 167112.48 | 51.4017 | -2.5526
9530570 | 361656.8 | 170881.61 | 51.4356 | -2.553
9542934 | 361657.05 | 168090.19 | 51.4105 | -2.5527
9530581 | 361657.9 | 170754.7 | 51.4345 | -2.553
96860804 | 361657.55 | 192691.28 | 51.6317 | -2.5554
189117037 | 361658.79 | 168754.69 | 51.4165 | -2.5527
9530552 | 361659 | 170487 | 51.4321 | -2.5529
9530851 | 361658.31 | 173592.46 | 51.46 | -2.5533
9530724 | 361660.5 | 171627.7 | 51.4423 | -2.553
618336531 | 361661.62 | 170439.17 | 51.4316 | -2.5529
9530686 | 361661.5 | 171713.1 | 51.4431 | -2.553
9530924 | 361662.7 | 174951.95 | 51.4722 | -2.5534
9530685 | 361663.99 | 171749.81 | 51.4434 | -2.553
22684878 | 361664.98 | 168352.51 | 51.4129 | -2.5526
9530807 | 361665.2 | 173424.8 | 51.4585 | -2.5532
9530684 | 361666.5 | 171743.49 | 51.4434 | -2.553
9542987 | 361669.4 | 169310.5 | 51.4215 | -2.5526
9530547 | 361669.6 | 170054.6 | 51.4282 | -2.5527
9543000 | 361672.2 | 169136.3 | 51.4199 | -2.5526
9543007 | 361672 | 169843.5 | 51.4263 | -2.5527
9543015 | 361672.6 | 169862.5 | 51.4265 | -2.5527
9530687 | 361672.84 | 171758.66 | 51.4435 | -2.5529
9530809 | 361672.1 | 173363.3 | 51.4579 | -2.553
21375647 | 361672.88 | 181620.99 | 51.5322 | -2.5539
9530589 | 361673.2 | 170543.8 | 51.4326 | -2.5527
9542981 | 361675.3 | 169053 | 51.4192 | -2.5525
9530889 | 361675.9 | 174026.01 | 51.4639 | -2.5531
9536215 | 361675.2 | 175044.5 | 51.4731 | -2.5532
9542985 | 361677.8 | 169221.6 | 51.4207 | -2.5525
9530586 | 361677.7 | 170640.2 | 51.4335 | -2.5527
9548816 | 361677.11 | 190838.17 | 51.6151 | -2.5549
9530654 | 361678.1 | 171432.4 | 51.4406 | -2.5527
631306385 | 361679 | 170867.36 | 51.4355 | -2.5527
9530854 | 361679.7 | 173640 | 51.4604 | -2.553
22684872 | 361684.66 | 168150.7 | 51.4111 | -2.5523
9530653 | 361685.4 | 171496 | 51.4412 | -2.5527
9530852 | 361685.5 | 173642.21 | 51.4604 | -2.5529
9530651 | 361687.8 | 171420.67 | 51.4405 | -2.5526
623767671 | 361687.2 | 174476.22 | 51.4679 | -2.5529
9530542 | 361688.2 | 170140.3 | 51.429 | -2.5525
9530558 | 361688.03 | 170274.45 | 51.4302 | -2.5525
22475452 | 361689.56 | 168623.32 | 51.4153 | -2.5523
9542916 | 361690.83 | 167470.06 | 51.405 | -2.5521
9530806 | 361691.76 | 173494.23 | 51.4591 | -2.5528
324845578 | 361692.23 | 173674.75 | 51.4607 | -2.5528
9536214 | 361692.8 | 175015.6 | 51.4728 | -2.5529
9530667 | 361693.2 | 171060.9 | 51.4372 | -2.5525
9530853 | 361693.1 | 173600.8 | 51.4601 | -2.5528
9530580 | 361694.2 | 170801 | 51.4349 | -2.5524
9530571 | 361694.97 | 170875.37 | 51.4356 | -2.5525
9530745 | 361694.8 | 172054.3 | 51.4462 | -2.5526
9530666 | 361697 | 171179.7 | 51.4383 | -2.5524
628836186 | 361698.48 | 170892.43 | 51.4357 | -2.5524
9530655 | 361698.3 | 171489.6 | 51.4411 | -2.5525
150337316 | 361698.35 | 171940.53 | 51.4451 | -2.5525
21375642 | 361698.53 | 181642.39 | 51.5324 | -2.5536
628836174 | 361699.61 | 170899.98 | 51.4358 | -2.5524
9530590 | 361700.8 | 170573.2 | 51.4329 | -2.5523
9530863 | 361700.2 | 173752.6 | 51.4614 | -2.5527
13732541 | 361700.22 | 181706.47 | 51.533 | -2.5535
9543002 | 361703.88 | 169163.81 | 51.4202 | -2.5521
9530591 | 361703.67 | 170715.47 | 51.4341 | -2.5523
9542988 | 361704.63 | 169346.43 | 51.4218 | -2.5521
140396588 | 361704.4 | 171916.68 | 51.4449 | -2.5524
21333792 | 361705.08 | 168208.67 | 51.4116 | -2.552
9543012 | 361706.3 | 169975.5 | 51.4275 | -2.5522
9530559 | 361706.7 | 170255.8 | 51.43 | -2.5522
9542936 | 361709 | 168028 | 51.41 | -2.5519
9530572 | 361708.49 | 170949.08 | 51.4362 | -2.5523
9543004 | 361709.01 | 169144.7 | 51.42 | -2.5521
9542997 | 361710.4 | 169446.7 | 51.4227 | -2.5521
9530658 | 361710.8 | 171237 | 51.4388 | -2.5523
9537700 | 361710.03 | 184524.76 | 51.5583 | -2.5537
9536219 | 361711.29 | 175083.62 | 51.4734 | -2.5527
37285132 | 361711.34 | 196195.25 | 51.6632 | -2.555
9530668 | 361713.12 | 171178.41 | 51.4383 | -2.5522
9530716 | 361713.68 | 171506.51 | 51.4412 | -2.5523
284936812 | 361714.22 | 173906.28 | 51.4628 | -2.5525
9530718 | 361715.4 | 171558.7 | 51.4417 | -2.5522
9542980 | 361717.4 | 169060.8 | 51.4193 | -2.5519
502739628 | 361717.54 | 174584.18 | 51.4689 | -2.5525
9530659 | 361718.4 | 171237.1 | 51.4388 | -2.5522
623261708 | 361718.28 | 174476.02 | 51.4679 | -2.5525
9530540 | 361719.62 | 170211.41 | 51.4296 | -2.552
9530702 | 361719.34 | 171967.33 | 51.4454 | -2.5522
9530642 | 361720.5 | 171037.19 | 51.437 | -2.5521
9530648 | 361720.78 | 171345.66 | 51.4398 | -2.5521
9548815 | 361721.5 | 190629.73 | 51.6132 | -2.5542
22684912 | 361722.58 | 168738.09 | 51.4164 | -2.5518
9530879 | 361722.5 | 173948.6 | 51.4632 | -2.5524
37285159 | 361722.59 | 194726.36 | 51.65 | -2.5547
544104014 | 361723.98 | 177754.09 | 51.4974 | -2.5528
9542933 | 361724.12 | 168079.74 | 51.4104 | -2.5517
582478675 | 361725.04 | 177798.58 | 51.4978 | -2.5528
9530890 | 361727.8 | 174020.1 | 51.4638 | -2.5523
22684884 | 361728.25 | 168533.79 | 51.4145 | -2.5517
9530548 | 361729.8 | 170079.2 | 51.4284 | -2.5519
9530688 | 361729.2 | 171828.01 | 51.4441 | -2.5521
9530696 | 361730.2 | 171902.8 | 51.4448 | -2.5521
9542986 | 361731.2 | 169226.2 | 51.4207 | -2.5517
9530848 | 361731.19 | 173542.25 | 51.4596 | -2.5522
9797901 | 361732.48 | 181650.88 | 51.5325 | -2.5531
9543011 | 361733.6 | 169915 | 51.4269 | -2.5518
9797896 | 361733.67 | 181742.78 | 51.5333 | -2.5531
9543003 | 361734.4 | 169186.11 | 51.4204 | -2.5517
9543008 | 361734.7 | 169798.41 | 51.4259 | -2.5518
9530614 | 361734.8 | 170554.5 | 51.4327 | -2.5518
9530644 | 361734.3 | 171222.2 | 51.4387 | -2.5519
352996972 | 361734.88 | 172176.81 | 51.4473 | -2.552
9545022 | 361735.2 | 167098.4 | 51.4016 | -2.5515
9530643 | 361735.3 | 171126.71 | 51.4378 | -2.5519
9530645 | 361735.7 | 171306.3 | 51.4394 | -2.5519
9530750 | 361735.08 | 172171.06 | 51.4472 | -2.552
9530871 | 361735.55 | 173875.19 | 51.4625 | -2.5522
468360930 | 361735.56 | 184321.64 | 51.5565 | -2.5533
582478653 | 361736.4 | 177748.01 | 51.4974 | -2.5526
37284803 | 361736.98 | 192888.57 | 51.6335 | -2.5543
9530712 | 361737.5 | 171675.9 | 51.4428 | -2.5519
9530715 | 361738.08 | 171590.11 | 51.442 | -2.5519
612631654 | 361738.6 | 174413.2 | 51.4674 | -2.5522
33703997 | 361740.78 | 173684.6 | 51.4608 | -2.5521
9530810 | 361742.9 | 173430.4 | 51.4585 | -2.552
22684906 | 361743.48 | 168947.85 | 51.4182 | -2.5515
9530713 | 361743.9 | 171651 | 51.4425 | -2.5518
192341501 | 361743.75 | 173395.97 | 51.4582 | -2.552
328796453 | 361744.71 | 173389.94 | 51.4582 | -2.552
9530646 | 361747 | 171398.7 | 51.4403 | -2.5518
9530532 | 361747.2 | 170336.5 | 51.4307 | -2.5516
9530706 | 361749.18 | 171742.08 | 51.4434 | -2.5518
9530925 | 361750.7 | 174920.4 | 51.4719 | -2.5521
9530746 | 361751.5 | 172125.8 | 51.4468 | -2.5518
22475463 | 361754.96 | 168598.13 | 51.4151 | -2.5513
567061086 | 361754.35 | 170291.54 | 51.4303 | -2.5515
468360936 | 361755.64 | 184295.9 | 51.5562 | -2.553
627508123 | 361756.53 | 171446.71 | 51.4407 | -2.5516
9530544 | 361757.1 | 170155 | 51.4291 | -2.5515
211218572 | 361758.3 | 173344.8 | 51.4578 | -2.5518
9530526 | 361761.3 | 170364.6 | 51.431 | -2.5514
618336539 | 361763.15 | 170507.1 | 51.4323 | -2.5514
9530578 | 361763.5 | 170791.4 | 51.4348 | -2.5515
9536222 | 361763.42 | 175041.33 | 51.473 | -2.5519
9542928 | 361764.3 | 167981.91 | 51.4096 | -2.5511
626867058 | 361768.64 | 175045.77 | 51.4731 | -2.5518
9542947 | 361769.9 | 168133.1 | 51.4109 | -2.5511
9530855 | 361769.5 | 173601.5 | 51.4601 | -2.5517
193986112 | 361769.8 | 174497.09 | 51.4681 | -2.5518
529886863 | 361769.23 | 174978.81 | 51.4725 | -2.5518
9536220 | 361769 | 175005 | 51.4727 | -2.5518
528972280 | 361769.27 | 184350.42 | 51.5567 | -2.5528
9542948 | 361770.85 | 168254.86 | 51.412 | -2.5511
9530618 | 361771 | 170621.6 | 51.4333 | -2.5513
9530647 | 361771.8 | 171486.6 | 51.4411 | -2.5514
9530615 | 361774 | 170906.2 | 51.4359 | -2.5513
9530744 | 361774.2 | 172037.2 | 51.446 | -2.5514
544159230 | 361774.21 | 177709.8 | 51.497 | -2.552
523490234 | 361774.3 | 184386.27 | 51.5571 | -2.5528
9530624 | 361775.9 | 171338.4 | 51.4397 | -2.5513
583750230 | 361775.08 | 177758.92 | 51.4975 | -2.552
9542978 | 361776.6 | 168874.5 | 51.4176 | -2.5511
9530592 | 361776.7 | 170704.1 | 51.434 | -2.5513
9530573 | 361776.3 | 170873.3 | 51.4356 | -2.5513
88232579 | 361776.57 | 178864.49 | 51.5074 | -2.5521
22684890 | 361777.88 | 168709.77 | 51.4161 | -2.551
9530934 | 361777.12 | 174851.98 | 51.4713 | -2.5517
9536286 | 361777 | 179605.8 | 51.5141 | -2.5522
9530574 | 361779.6 | 170940.4 | 51.4362 | -2.5512
9530870 | 361779.3 | 173945.5 | 51.4632 | -2.5516
352998341 | 361780.08 | 175032.87 | 51.473 | -2.5517
9530633 | 361781.8 | 171177.2 | 51.4383 | -2.5512
512429342 | 361781.73 | 174927.67 | 51.472 | -2.5516
468360942 | 361781.27 | 184223.14 | 51.5556 | -2.5527
9543010 | 361782.1 | 169928.9 | 51.4271 | -2.5511
583750222 | 361783.16 | 177822.58 | 51.498 | -2.5519
9530935 | 361786.96 | 174771.04 | 51.4706 | -2.5516
9530892 | 361788.8 | 174006.4 | 51.4637 | -2.5514
9536221 | 361788 | 175035 | 51.473 | -2.5516
22475447 | 361790.59 | 168791.93 | 51.4168 | -2.5509
9530637 | 361793.9 | 171029.6 | 51.437 | -2.551
9530703 | 361793.2 | 171973.5 | 51.4454 | -2.5512
353028960 | 361793.64 | 175049.5 | 51.4731 | -2.5515
9530805 | 361796.44 | 173464.5 | 51.4589 | -2.5513
544104043 | 361796.3 | 177838.21 | 51.4982 | -2.5517
9530905 | 361797.9 | 174349.6 | 51.4668 | -2.5514
618336546 | 361798.46 | 170567.83 | 51.4328 | -2.5509
148664124 | 361798.83 | 173556.34 | 51.4597 | -2.5513
9543009 | 361799.7 | 169858.2 | 51.4264 | -2.5508
9530717 | 361799.4 | 171570.2 | 51.4418 | -2.551
43077169 | 361799.11 | 171803.05 | 51.4439 | -2.551
584659183 | 361800.5 | 170376.3 | 51.4311 | -2.5509
9542924 | 361801.09 | 167533.95 | 51.4055 | -2.5506
221975790 | 361802.66 | 173556.76 | 51.4597 | -2.5512
9530906 | 361803.13 | 174461.21 | 51.4678 | -2.5513
353013052 | 361803.64 | 175042.58 | 51.473 | -2.5513
43077164 | 361804.05 | 171842.85 | 51.4443 | -2.551
9530539 | 361806 | 170242.5 | 51.4299 | -2.5508
9530630 | 361806.66 | 171277.49 | 51.4392 | -2.5509
36968200 | 361807.84 | 193288.92 | 51.6371 | -2.5533
9530859 | 361809.5 | 173507 | 51.4592 | -2.5511
617212254 | 361811.3 | 179653.8 | 51.5145 | -2.5517
468360948 | 361811.03 | 184203.31 | 51.5554 | -2.5522
88232623 | 361813.91 | 178930.19 | 51.508 | -2.5516
9542951 | 361814.69 | 168063.11 | 51.4103 | -2.5504
9530549 | 361814.42 | 170030.33 | 51.428 | -2.5506
21527794 | 361814.28 | 175005.31 | 51.4727 | -2.5512
9530593 | 361816.6 | 170654.9 | 51.4336 | -2.5507
9530563 | 361817.4 | 170159.4 | 51.4291 | -2.5506
9530636 | 361817.3 | 171110 | 51.4377 | -2.5507
9530850 | 361817.46 | 173548.22 | 51.4596 | -2.551
9530869 | 361818.65 | 173877.25 | 51.4626 | -2.551
9530557 | 361819.9 | 170478.8 | 51.432 | -2.5506
9530699 | 361820.96 | 171913.56 | 51.4449 | -2.5508
9542926 | 361821.98 | 167986.54 | 51.4096 | -2.5503
9530543 | 361822.4 | 170203.7 | 51.4295 | -2.5505
352998356 | 361822.37 | 175044.65 | 51.4731 | -2.5511
9542927 | 361823.84 | 167983.33 | 51.4096 | -2.5503
9530872 | 361823.42 | 173969.74 | 51.4634 | -2.5509
211218583 | 361826.9 | 173379.3 | 51.4581 | -2.5508
9530894 | 361827.1 | 174041.1 | 51.464 | -2.5509
9536295 | 361827.4 | 179674.3 | 51.5147 | -2.5515
9530625 | 361828.9 | 171390.6 | 51.4402 | -2.5506
9530922 | 361828.6 | 174243.7 | 51.4659 | -2.5509
9542932 | 361830.9 | 168073.9 | 51.4104 | -2.5502
9530708 | 361831.08 | 171701.56 | 51.443 | -2.5506
353027360 | 361832 | 173551.78 | 51.4596 | -2.5508
9536224 | 361831.77 | 175047.55 | 51.4731 | -2.5509
22684900 | 361832.75 | 168893.02 | 51.4178 | -2.5503
9530743 | 361833.4 | 172109 | 51.4467 | -2.5506
22475442 | 361834.69 | 168956.65 | 51.4183 | -2.5502
211180097 | 361836.2 | 173446.3 | 51.4587 | -2.5507
9530940 | 361836.5 | 174774 | 51.4706 | -2.5508
9530527 | 361837.6 | 170413.1 | 51.4314 | -2.5504
9530856 | 361837.16 | 173548.13 | 51.4596 | -2.5507
583750237 | 361838.39 | 177792.02 | 51.4978 | -2.5511
9530598 | 361840.6 | 170512 | 51.4323 | -2.5503
9530707 | 361840.57 | 171773.79 | 51.4437 | -2.5505
9530936 | 361840.18 | 174693.64 | 51.4699 | -2.5508
9530714 | 361841.9 | 171648.1 | 51.4425 | -2.5504
9530792 | 361842.3 | 173315 | 51.4575 | -2.5506
582478567 | 361843.82 | 177850.78 | 51.4983 | -2.5511
9542931 | 361844 | 168073.4 | 51.4104 | -2.55
9530576 | 361845 | 170892.2 | 51.4357 | -2.5503
196240805 | 361844.23 | 174568.67 | 51.4688 | -2.5507
22273434 | 361845.06 | 169073.4 | 51.4194 | -2.5501
9536223 | 361845.36 | 175042.24 | 51.473 | -2.5507
9530742 | 361848.6 | 172047.3 | 51.4461 | -2.5504
211180166 | 361848.9 | 173393.9 | 51.4582 | -2.5505
610119719 | 361848.92 | 174677.51 | 51.4698 | -2.5507
9530579 | 361849.81 | 170782.11 | 51.4347 | -2.5502
9530893 | 361849.67 | 174030.16 | 51.4639 | -2.5506
353028717 | 361849.57 | 174676.07 | 51.4698 | -2.5506
9530897 | 361851.7 | 174118.5 | 51.4647 | -2.5505
9536284 | 361851.06 | 179509.5 | 51.5132 | -2.5511
204605601 | 361851.2 | 179545.21 | 51.5135 | -2.5511
528972288 | 361851.88 | 184387.07 | 51.5571 | -2.5517
9530732 | 361853.11 | 172248.74 | 51.4479 | -2.5503
9530626 | 361854.1 | 171466.9 | 51.4409 | -2.5502
191324170 | 361855.81 | 171862.78 | 51.4445 | -2.5502
528972296 | 361855.03 | 184298.39 | 51.5563 | -2.5516
352983087 | 361856.07 | 174672.83 | 51.4697 | -2.5505
9530860 | 361857.6 | 173510.4 | 51.4593 | -2.5504
9530577 | 361858.9 | 170983.4 | 51.4366 | -2.5501
144983326 | 361859.12 | 171796.6 | 51.4439 | -2.5502
37785927 | 361859.95 | 173785.85 | 51.4617 | -2.5504
468352714 | 361859.64 | 181774.7 | 51.5336 | -2.5513
9544967 | 361860.3 | 179217.1 | 51.5106 | -2.551
9530857 | 361861.21 | 173553.36 | 51.4597 | -2.5503
9536293 | 361861.8 | 179626.2 | 51.5143 | -2.551
211180235 | 361862.7 | 173350.3 | 51.4578 | -2.5503
468360906 | 361862.46 | 184471.91 | 51.5578 | -2.5515
144983309 | 361863.94 | 171832.42 | 51.4442 | -2.5501
37284813 | 361863.29 | 193161.9 | 51.636 | -2.5524
31159117 | 361864.23 | 173787.83 | 51.4618 | -2.5503
9530595 | 361868.15 | 170713.79 | 51.4341 | -2.5499
9530903 | 361868.93 | 174478.22 | 51.468 | -2.5503
9530575 | 361870.5 | 170853.5 | 51.4354 | -2.5499
9530898 | 361870.11 | 174204.86 | 51.4655 | -2.5503
9530937 | 361870.2 | 174726.1 | 51.4702 | -2.5503
9530634 | 361871.7 | 171175.42 | 51.4383 | -2.5499
9530638 | 361872.1 | 171072.2 | 51.4374 | -2.5499
9530899 | 361872.75 | 174296.69 | 51.4663 | -2.5503
9530930 | 361872 | 174555.4 | 51.4687 | -2.5503
9530733 | 361873.5 | 172213.7 | 51.4476 | -2.55
356181513 | 361873.05 | 182050.57 | 51.5361 | -2.5511
22276187 | 361875.79 | 175056.87 | 51.4732 | -2.5503
9530639 | 361878.79 | 171119.98 | 51.4378 | -2.5498
9530731 | 361878 | 172370.1 | 51.449 | -2.55
9530734 | 361879.8 | 172180.5 | 51.4473 | -2.5499
161302275 | 361879.85 | 172396.43 | 51.4493 | -2.55
9548817 | 361879.28 | 190555.21 | 51.6125 | -2.5519
31159258 | 361880.54 | 173744.37 | 51.4614 | -2.5501
583750245 | 361881.57 | 177808.82 | 51.4979 | -2.5505
9542758 | 361882.41 | 166810.62 | 51.399 | -2.5493
9530530 | 361882.1 | 170416.1 | 51.4315 | -2.5497
9530902 | 361882.79 | 174383.15 | 51.4671 | -2.5501
9536283 | 361882.03 | 179656.31 | 51.5145 | -2.5507
9530704 | 361883.3 | 171989.5 | 51.4456 | -2.5499
579124542 | 361883.85 | 173455.76 | 51.4588 | -2.55
9536204 | 361883.2 | 175267.2 | 51.4751 | -2.5502
9530597 | 361886.2 | 170562.2 | 51.4328 | -2.5497
523548023 | 361886.27 | 170786.93 | 51.4348 | -2.5497
635312412 | 361887.23 | 169936.22 | 51.4271 | -2.5496
9530564 | 361888 | 170105.6 | 51.4287 | -2.5496
9530537 | 361887.64 | 170275.53 | 51.4302 | -2.5496
9530876 | 361887.21 | 173983.86 | 51.4635 | -2.55
9530943 | 361887.6 | 174612.6 | 51.4692 | -2.5501
227217626 | 361889.11 | 171773.54 | 51.4437 | -2.5497
36937708 | 361889.13 | 196141.72 | 51.6627 | -2.5524
9530538 | 361890.45 | 170269.76 | 51.4301 | -2.5496
477114816 | 361890.25 | 170824.81 | 51.4351 | -2.5496
9530944 | 361890.3 | 174626.2 | 51.4693 | -2.55
9552410 | 361890.29 | 178750.57 | 51.5064 | -2.5505
127243992 | 361892.53 | 166813.73 | 51.3991 | -2.5492
583310174 | 361892.56 | 177732.06 | 51.4972 | -2.5504
9530874 | 361893.83 | 173901.04 | 51.4628 | -2.5499
9530619 | 361894.1 | 170855.3 | 51.4354 | -2.5496
167476550 | 361894.77 | 178638.68 | 51.5054 | -2.5504
318130535 | 361895.18 | 169963.07 | 51.4274 | -2.5495
9530741 | 361895.1 | 172055.8 | 51.4462 | -2.5497
9542923 | 361896.73 | 167505.56 | 51.4053 | -2.5492
9530617 | 361896.7 | 170702.7 | 51.434 | -2.5495
9530631 | 361896.7 | 171276 | 51.4392 | -2.5496
9530919 | 361897.1 | 174076.2 | 51.4644 | -2.5499
9536282 | 361897.8 | 179660.8 | 51.5146 | -2.5505
9530627 | 361898.6 | 171366.3 | 51.44 | -2.5496
505481192 | 361898.43 | 181789.69 | 51.5337 | -2.5507
9530901 | 361899 | 174296.9 | 51.4663 | -2.5499
468360912 | 361899.5 | 184469.85 | 51.5578 | -2.551
619465272 | 361900.38 | 166819.48 | 51.3991 | -2.5491
528198131 | 361900.64 | 166837.96 | 51.3993 | -2.5491
579124559 | 361900.85 | 173392.24 | 51.4582 | -2.5498
528198123 | 361902.11 | 166837.69 | 51.3993 | -2.549
9530735 | 361903.6 | 172186 | 51.4474 | -2.5496
227217603 | 361904.03 | 171858.51 | 51.4444 | -2.5495
9530873 | 361904 | 173914.6 | 51.4629 | -2.5498
9530947 | 361904.6 | 174948.1 | 51.4722 | -2.5499
9530550 | 361906.89 | 170035.02 | 51.428 | -2.5493
9530709 | 361906.12 | 171714.36 | 51.4431 | -2.5495
9530640 | 361907.4 | 171068.3 | 51.4373 | -2.5494
9530739 | 361907.6 | 172127.3 | 51.4468 | -2.5495
528198080 | 361910.43 | 166828.44 | 51.3992 | -2.5489
9552393 | 361910.53 | 166831.04 | 51.3992 | -2.5489
565237718 | 361910.59 | 181826.55 | 51.534 | -2.5505
9530607 | 361911.1 | 170889.9 | 51.4357 | -2.5493
9530729 | 361911.56 | 172467.12 | 51.4499 | -2.5495
9552392 | 361912.61 | 166832.95 | 51.3992 | -2.5489
9530700 | 361912.4 | 171924.7 | 51.445 | -2.5494
9530528 | 361914.22 | 170440.54 | 51.4317 | -2.5492
545919905 | 361914.37 | 174666.16 | 51.4697 | -2.5497
9536264 | 361914.32 | 178973.83 | 51.5084 | -2.5502
9530705 | 361915.7 | 171995.4 | 51.4457 | -2.5494
9542925 | 361916.24 | 167854.64 | 51.4084 | -2.5489
9530608 | 361916.95 | 170856.48 | 51.4354 | -2.5493
211948184 | 361916.85 | 171955.33 | 51.4453 | -2.5494
9536207 | 361916.1 | 175238.22 | 51.4748 | -2.5497
211179994 | 361917.6 | 173487.5 | 51.4591 | -2.5495
505481176 | 361917.92 | 181881.45 | 51.5345 | -2.5504
34439903 | 361918.44 | 175842.21 | 51.4802 | -2.5498
18976305 | 361919.18 | 175016.35 | 51.4728 | -2.5497
535216345 | 361921.69 | 166837.92 | 51.3993 | -2.5488
9530623 | 361921.2 | 170931.6 | 51.4361 | -2.5492
36968290 | 361921.07 | 193370.43 | 51.6378 | -2.5516
173975724 | 361922.07 | 177391.12 | 51.4942 | -2.5499
544104254 | 361922.32 | 177872.61 | 51.4985 | -2.5499
9530918 | 361923.25 | 174080.17 | 51.4644 | -2.5495
535216301 | 361924.01 | 166815.29 | 51.3991 | -2.5487
9530710 | 361924 | 171796 | 51.4439 | -2.5492
9530536 | 361925.37 | 170305.17 | 51.4305 | -2.5491
9530641 | 361925.8 | 171063 | 51.4373 | -2.5492
468352708 | 361925.48 | 181900.96 | 51.5347 | -2.5503
535216314 | 361926.34 | 166816.36 | 51.3991 | -2.5487
577157849 | 361926.42 | 184342 | 51.5567 | -2.5506
9536205 | 361927.58 | 175309.27 | 51.4755 | -2.5496
9530596 | 361928.3 | 170641 | 51.4335 | -2.5491
37265169 | 361928.5 | 171041.2 | 51.4371 | -2.5491
9530711 | 361928.14 | 171803.35 | 51.4439 | -2.5492
9530861 | 361929.86 | 173533.31 | 51.4595 | -2.5494
9530797 | 361930.15 | 173324.5 | 51.4576 | -2.5493
613545611 | 361932.2 | 175156.65 | 51.4741 | -2.5495
9530875 | 361935.54 | 173971.16 | 51.4634 | -2.5493
9530916 | 361935.8 | 174233.3 | 51.4658 | -2.5494
9536269 | 361935.85 | 179124.17 | 51.5098 | -2.5499
9530740 | 361936.8 | 172041.6 | 51.4461 | -2.5491
9530628 | 361937.79 | 171437.49 | 51.4406 | -2.549
9530895 | 361937.8 | 174042.73 | 51.4641 | -2.5493
486760001 | 361938.51 | 181838.32 | 51.5342 | -2.5501
541546482 | 361940.95 | 181979.76 | 51.5354 | -2.5501
9530938 | 361942.1 | 174712.98 | 51.4701 | -2.5493
352996942 | 361943.83 | 170706.16 | 51.4341 | -2.5489
9530949 | 361943.9 | 174633.8 | 51.4694 | -2.5493
9530945 | 361944.3 | 174614.5 | 51.4692 | -2.5493
9530565 | 361945.2 | 170193.2 | 51.4295 | -2.5488
582543219 | 361945.23 | 177795.06 | 51.4978 | -2.5496
37285144 | 361945.8 | 195558.04 | 51.6575 | -2.5515
9536229 | 361946.1 | 175912.49 | 51.4809 | -2.5494
124249972 | 361946.7 | 177441.74 | 51.4946 | -2.5495
523490329 | 361946.81 | 184371.03 | 51.5569 | -2.5503
124249961 | 361947.71 | 177479.16 | 51.495 | -2.5495
9530800 | 361948.7 | 173461.19 | 51.4588 | -2.5491
9536230 | 361948.2 | 175960.9 | 51.4813 | -2.5494
614104214 | 361949.36 | 184275.77 | 51.5561 | -2.5502
9530900 | 361950.77 | 174290.93 | 51.4663 | -2.5491
163549946 | 361951.66 | 170303.82 | 51.4304 | -2.5487
9530719 | 361951.5 | 171891.6 | 51.4447 | -2.5489
673422096 | 361951.6 | 176194.3 | 51.4834 | -2.5493
9530599 | 361953.46 | 170726.68 | 51.4342 | -2.5487
163549938 | 361954.18 | 170300.49 | 51.4304 | -2.5487
9536225 | 361954.83 | 175085.84 | 51.4734 | -2.5492
9530635 | 361956.9 | 171179.7 | 51.4383 | -2.5487
545981434 | 361956.74 | 174553.43 | 51.4687 | -2.5491
9530946 | 361956.66 | 174620.25 | 51.4693 | -2.5491
9536203 | 361956.89 | 175421.56 | 51.4765 | -2.5492
124249946 | 361956.32 | 177525.57 | 51.4954 | -2.5494
9536292 | 361956.08 | 179664.4 | 51.5146 | -2.5496
111110708 | 361958.33 | 177421.16 | 51.4944 | -2.5494
124249913 | 361960.82 | 177658.57 | 51.4966 | -2.5494
9530534 | 361962 | 170325 | 51.4306 | -2.5485
9530801 | 361961.76 | 173376.18 | 51.4581 | -2.5489
9530917 | 361961.2 | 174170.9 | 51.4652 | -2.549
505481184 | 361963.57 | 181841.82 | 51.5342 | -2.5498
9530601 | 361965.88 | 170716.69 | 51.4342 | -2.5485
37284819 | 361967.03 | 193305.63 | 51.6373 | -2.551
9530629 | 361968.5 | 171362.8 | 51.44 | -2.5486
124249935 | 361968.32 | 177583.98 | 51.4959 | -2.5492
9530529 | 361969.03 | 170431.13 | 51.4316 | -2.5485
9530720 | 361969.8 | 171973.8 | 51.4455 | -2.5486
211061072 | 361970.7 | 173475 | 51.459 | -2.5488
612741399 | 361971.7 | 168203.3 | 51.4116 | -2.5482
9542955 | 361971.8 | 168410.3 | 51.4134 | -2.5482
9530609 | 361971.6 | 170968.3 | 51.4364 | -2.5485
9530737 | 361971.7 | 172116.2 | 51.4467 | -2.5486
622864756 | 361972.3 | 174032.2 | 51.464 | -2.5488
353012745 | 361974.59 | 174961.23 | 51.4723 | -2.5489
9536226 | 361977.2 | 175026.76 | 51.4729 | -2.5488
9537701 | 361977.85 | 184519.13 | 51.5583 | -2.5499
175594593 | 361978.32 | 174962.67 | 51.4723 | -2.5488
9530877 | 361979.99 | 173995.31 | 51.4636 | -2.5487
536016314 | 361979.07 | 178771.58 | 51.5066 | -2.5492
9530736 | 361980 | 172092.7 | 51.4465 | -2.5485
124249918 | 361980.37 | 177647.57 | 51.4965 | -2.5491
9530605 | 361981.7 | 170810.1 | 51.435 | -2.5483
9542919 | 361982.53 | 167296.47 | 51.4034 | -2.5479
9530535 | 361982.9 | 170264.3 | 51.4301 | -2.5482
9530533 | 361982.5 | 170354.4 | 51.4309 | -2.5483
9530606 | 361982.5 | 170894.8 | 51.4358 | -2.5483
9530632 | 361982.29 | 171290.57 | 51.4393 | -2.5484
9530878 | 361982.02 | 173920.82 | 51.463 | -2.5486
541665964 | 361983.98 | 174690.29 | 51.4699 | -2.5487
632579112 | 361983.6 | 176221.1 | 51.4837 | -2.5489
9530566 | 361984.9 | 170205.9 | 51.4296 | -2.5482
468360972 | 361984.22 | 184336.1 | 51.5566 | -2.5497
546036726 | 361986 | 174882.9 | 51.4716 | -2.5487
9536206 | 361985.03 | 175262.94 | 51.475 | -2.5487
352996947 | 361987.57 | 170683.25 | 51.4339 | -2.5482
9530738 | 361987.55 | 172158.33 | 51.4471 | -2.5484
641938917 | 361987.55 | 178613.22 | 51.5052 | -2.5491
544156483 | 361987.26 | 178791.99 | 51.5068 | -2.5491
9536272 | 361987.7 | 179442.6 | 51.5126 | -2.5492
468352646 | 361987.01 | 181837.4 | 51.5341 | -2.5494
614005036 | 361989.4 | 168147.38 | 51.4111 | -2.5479
9536208 | 361989.45 | 175174.36 | 51.4742 | -2.5487
353028702 | 361990.6 | 170680.29 | 51.4338 | -2.5482
9552052 | 361990.52 | 181847.32 | 51.5342 | -2.5494
13909059 | 361991.81 | 170709.76 | 51.4341 | -2.5482
9536231 | 361991.3 | 175903.9 | 51.4808 | -2.5487
9536265 | 361991.51 | 178615.94 | 51.5052 | -2.549
9530942 | 361992.4 | 174726.5 | 51.4702 | -2.5486
544147405 | 361993.43 | 178601.38 | 51.5051 | -2.549
374905433 | 361994.88 | 168465.92 | 51.4139 | -2.5479
111110693 | 361995.73 | 177503.4 | 51.4952 | -2.5488
9536281 | 361995.9 | 179626.2 | 51.5143 | -2.5491
528972359 | 361995.03 | 184425 | 51.5574 | -2.5496
32331435 | 361997.57 | 167929.74 | 51.4091 | -2.5478
9530603 | 361997.8 | 170732.5 | 51.4343 | -2.5481
9530551 | 361998.6 | 170160.6 | 51.4292 | -2.548
9530604 | 361998.3 | 170751.7 | 51.4345 | -2.5481
9530948 | 361998.79 | 174665.02 | 51.4697 | -2.5485
9531049 | 362001.2 | 171306.1 | 51.4395 | -2.5481
9531218 | 362001.4 | 174059.3 | 51.4642 | -2.5484
13909051 | 362002.06 | 170706.12 | 51.4341 | -2.548
291191718 | 362003.2 | 170837.89 | 51.4352 | -2.548
9531073 | 362004.33 | 172487.86 | 51.4501 | -2.5482
276241717 | 362005.35 | 170820.56 | 51.4351 | -2.548
9531146 | 362005.06 | 173418.14 | 51.4585 | -2.5483
9545031 | 362006.41 | 179656.08 | 51.5145 | -2.5489
9531211 | 362007.1 | 174135.64 | 51.4649 | -2.5483
9543033 | 362008.1 | 168098.9 | 51.4106 | -2.5476
9531048 | 362008.76 | 171384.15 | 51.4402 | -2.548
9531216 | 362008.2 | 174246.5 | 51.4659 | -2.5483
9531257 | 362008.58 | 174839.89 | 51.4712 | -2.5484
9536331 | 362008.4 | 175471 | 51.4769 | -2.5484
9531215 | 362009.36 | 174227.88 | 51.4657 | -2.5483
623430535 | 362010.05 | 167908.25 | 51.4089 | -2.5476
9536355 | 362010.1 | 175836.5 | 51.4802 | -2.5484
9536388 | 362011.35 | 176281.26 | 51.4842 | -2.5485
9531144 | 362014.28 | 173335.58 | 51.4577 | -2.5481
629539298 | 362015.79 | 167909.1 | 51.4089 | -2.5475
9530989 | 362015.8 | 170658.94 | 51.4336 | -2.5478
9531057 | 362015.95 | 171025.07 | 51.4369 | -2.5479
9530968 | 362016.88 | 170445.33 | 51.4317 | -2.5478
641938897 | 362016.78 | 178613.48 | 51.5052 | -2.5487
9531185 | 362020.07 | 173527.99 | 51.4594 | -2.5481
9543061 | 362021.8 | 168223.3 | 51.4117 | -2.5475
9536335 | 362021.1 | 175227 | 51.4747 | -2.5482
9530997 | 362022.2 | 170786.7 | 51.4348 | -2.5477
9531217 | 362023 | 174057.67 | 51.4642 | -2.5481
9536313 | 362023 | 175079.7 | 51.4734 | -2.5482
9536369 | 362024 | 176103.2 | 51.4826 | -2.5483
584429486 | 362023.68 | 178766.62 | 51.5065 | -2.5486
94378200 | 362023.73 | 190456.16 | 51.6116 | -2.5498
9543035 | 362024.49 | 168120.37 | 51.4108 | -2.5474
9531148 | 362024.04 | 173486.37 | 51.4591 | -2.548
9536390 | 362024.41 | 176333.16 | 51.4847 | -2.5483
94378291 | 362024.19 | 190463.94 | 51.6117 | -2.5498
9531012 | 362026.53 | 170886.91 | 51.4357 | -2.5477
161303040 | 362027.37 | 171292.01 | 51.4393 | -2.5477
161303048 | 362028.15 | 171287.76 | 51.4393 | -2.5477
9531208 | 362028.2 | 173958 | 51.4633 | -2.548
9543059 | 362029.17 | 168338.48 | 51.4128 | -2.5474
9545033 | 362029.06 | 175501.98 | 51.4772 | -2.5481
124249989 | 362029.34 | 177521.49 | 51.4953 | -2.5484
9530967 | 362030.45 | 170383.66 | 51.4312 | -2.5476
9530987 | 362030.4 | 170674.1 | 51.4338 | -2.5476
211062769 | 362030.8 | 173438.4 | 51.4586 | -2.5479
9536332 | 362030.7 | 175379.8 | 51.4761 | -2.5481
374905445 | 362031.92 | 168555.12 | 51.4147 | -2.5474
9531081 | 362032.48 | 172042.11 | 51.4461 | -2.5477
9531213 | 362032.65 | 174091.35 | 51.4645 | -2.5479
9531272 | 362032.23 | 174639.53 | 51.4694 | -2.548
25704224 | 362033.99 | 170967.01 | 51.4364 | -2.5476
548674731 | 362033.17 | 174767.28 | 51.4706 | -2.548
9530973 | 362034.2 | 170115 | 51.4288 | -2.5475
9536311 | 362034.8 | 175132.14 | 51.4739 | -2.548
9551590 | 362035.51 | 190459.02 | 51.6117 | -2.5497
9536356 | 362036.2 | 175897.8 | 51.4807 | -2.5481
9536466 | 362038.1 | 179585.6 | 51.5139 | -2.5484
468360960 | 362038.96 | 184226.48 | 51.5556 | -2.5489
9530979 | 362039.3 | 170043.91 | 51.4281 | -2.5474
548099177 | 362039.35 | 174620.21 | 51.4693 | -2.5479
9531013 | 362040.1 | 170915.2 | 51.436 | -2.5475
9531055 | 362040.5 | 171109.5 | 51.4377 | -2.5475
9536309 | 362040.5 | 175047.8 | 51.4731 | -2.5479
528972369 | 362040.4 | 184364.68 | 51.5569 | -2.5489
9531212 | 362041.64 | 174118.64 | 51.4648 | -2.5478
193956051 | 362041.29 | 178882.18 | 51.5076 | -2.5483
9536336 | 362042.2 | 175215.7 | 51.4746 | -2.5479
617641672 | 362043.11 | 168629.7 | 51.4154 | -2.5472
9531056 | 362043.3 | 171185.5 | 51.4384 | -2.5475
9530984 | 362044.2 | 170602.81 | 51.4331 | -2.5474
9531101 | 362044.2 | 172140.1 | 51.447 | -2.5476
9531274 | 362046 | 174642.9 | 51.4695 | -2.5478
9536333 | 362045.5 | 175294.5 | 51.4753 | -2.5479
9531225 | 362048.9 | 174286.47 | 51.4663 | -2.5477
622467898 | 362048.77 | 178607.05 | 51.5051 | -2.5482
622467890 | 362048.69 | 178613.01 | 51.5052 | -2.5482
9531149 | 362050.19 | 173457.21 | 51.4588 | -2.5476
9530972 | 362052 | 170198.1 | 51.4295 | -2.5472
9531214 | 362051.1 | 174186.9 | 51.4654 | -2.5477
622705562 | 362052.76 | 171321.37 | 51.4396 | -2.5474
9536385 | 362052.6 | 176248.9 | 51.4839 | -2.5479
9530998 | 362053.8 | 170817.6 | 51.4351 | -2.5473
617642386 | 362053.77 | 171317.53 | 51.4396 | -2.5473
9531059 | 362055.51 | 171200.61 | 51.4385 | -2.5473
9531147 | 362055 | 173340.3 | 51.4578 | -2.5475
9531256 | 362055.4 | 174864.21 | 51.4715 | -2.5477
9536391 | 362055.21 | 176369.72 | 51.485 | -2.5479
276241723 | 362056.77 | 170875.47 | 51.4356 | -2.5472
9536451 | 362057.6 | 179040.2 | 51.509 | -2.5481
9536464 | 362060 | 179617.1 | 51.5142 | -2.5481
24108204 | 362063.1 | 173999.3 | 51.4637 | -2.5475
9536308 | 362064.1 | 175055.1 | 51.4732 | -2.5476
173975739 | 362067.66 | 177410.74 | 51.4944 | -2.5478
9536338 | 362068.7 | 175355.2 | 51.4759 | -2.5476
9531207 | 362070.59 | 173933.33 | 51.4631 | -2.5474
9531080 | 362072.83 | 172122.81 | 51.4468 | -2.5472
9536371 | 362072.5 | 176062.31 | 51.4822 | -2.5476
37284825 | 362072.97 | 193437.56 | 51.6384 | -2.5495
9543034 | 362073.2 | 168059.5 | 51.4103 | -2.5467
353027290 | 362073.56 | 172530.23 | 51.4505 | -2.5472
9531150 | 362074.29 | 173369.71 | 51.458 | -2.5473
124249902 | 362074.04 | 177677.88 | 51.4968 | -2.5477
211062209 | 362075.6 | 173526.8 | 51.4594 | -2.5473
633746896 | 362076.3 | 174082.2 | 51.4644 | -2.5473
9543069 | 362077.61 | 168767.17 | 51.4166 | -2.5467
9531282 | 362078.8 | 174722.33 | 51.4702 | -2.5473
9536373 | 362079.6 | 176154.7 | 51.4831 | -2.5475
555099282 | 362079.17 | 184312.13 | 51.5564 | -2.5484
9531275 | 362080.6 | 174559.1 | 51.4687 | -2.5473
9551597 | 362080.84 | 189222.87 | 51.6006 | -2.5489
9543057 | 362081.9 | 168349.6 | 51.4129 | -2.5466
623847937 | 362081.05 | 179548.78 | 51.5136 | -2.5478
254487483 | 362082.09 | 177554.32 | 51.4956 | -2.5476
355745787 | 362082.67 | 189211.38 | 51.6005 | -2.5489
9543021 | 362083.1 | 168000 | 51.4097 | -2.5466
355745792 | 362084.45 | 189212.43 | 51.6005 | -2.5488
9543052 | 362085.6 | 168492.7 | 51.4142 | -2.5466
9543070 | 362086.11 | 168711.27 | 51.4161 | -2.5466
9530985 | 362086.9 | 170604.6 | 51.4332 | -2.5468
9531015 | 362088.1 | 170668.9 | 51.4337 | -2.5468
9536450 | 362088.01 | 178882.1 | 51.5076 | -2.5477
61720765 | 362089.56 | 195437.16 | 51.6564 | -2.5494
9530974 | 362090.9 | 170113.31 | 51.4287 | -2.5467
633906006 | 362091.62 | 174252.13 | 51.466 | -2.5471
9536354 | 362092 | 175825.8 | 51.4801 | -2.5473
37285150 | 362092.74 | 195434.39 | 51.6564 | -2.5494
9531016 | 362094.6 | 170846 | 51.4353 | -2.5467
9536310 | 362094.1 | 175162.3 | 51.4741 | -2.5472
9536386 | 362094.29 | 176248.87 | 51.4839 | -2.5473
9551596 | 362094.07 | 189181.06 | 51.6002 | -2.5487
9530970 | 362095.2 | 170221.9 | 51.4297 | -2.5466
9536312 | 362097.8 | 175109.51 | 51.4737 | -2.5471
9536334 | 362097.48 | 175266.04 | 51.4751 | -2.5471
9530986 | 362098.9 | 170589.5 | 51.433 | -2.5466
9531152 | 362098.33 | 173456.43 | 51.4588 | -2.5469
9551589 | 362098.85 | 190198.01 | 51.6093 | -2.5487
9543058 | 362099.74 | 168281.5 | 51.4123 | -2.5464
9543019 | 362102.43 | 167908.17 | 51.4089 | -2.5463
9531054 | 362103.14 | 171126.73 | 51.4379 | -2.5466
9531221 | 362103.87 | 174164.2 | 51.4652 | -2.5469
9537896 | 362104.4 | 181852.2 | 51.5343 | -2.5477
353012344 | 362104.2 | 189212.04 | 51.6005 | -2.5485
9531053 | 362106 | 171067.7 | 51.4373 | -2.5466
9531184 | 362105.4 | 173561.33 | 51.4597 | -2.5468
9536300 | 362105.43 | 175007.35 | 51.4727 | -2.547
9536360 | 362105.4 | 175990.2 | 51.4816 | -2.5471
9536394 | 362105.9 | 176483.7 | 51.486 | -2.5471
352998386 | 362105.17 | 176653.89 | 51.4875 | -2.5472
9530966 | 362106.7 | 170429 | 51.4316 | -2.5465
34924853 | 362107.9 | 174022.6 | 51.4639 | -2.5469
9531233 | 362107.68 | 174049.78 | 51.4641 | -2.5469
9531220 | 362107.77 | 174084.02 | 51.4644 | -2.5469
512411779 | 362107.99 | 182060.69 | 51.5362 | -2.5477
222587603 | 362108.66 | 170734.55 | 51.4343 | -2.5465
346826505 | 362109.24 | 173568.9 | 51.4598 | -2.5468
9543017 | 362110.07 | 167004.88 | 51.4008 | -2.5461
9531077 | 362110.75 | 172205.92 | 51.4476 | -2.5466
34924858 | 362110.7 | 173975.88 | 51.4635 | -2.5468
355745756 | 362111.43 | 166995.3 | 51.4007 | -2.546
9536395 | 362112.32 | 176433.28 | 51.4856 | -2.547
9531079 | 362114.4 | 172127.5 | 51.4469 | -2.5465
9536387 | 362114.4 | 176251.5 | 51.4839 | -2.547
9536306 | 362115.96 | 175177.31 | 51.4743 | -2.5469
9536357 | 362115.59 | 175907.4 | 51.4808 | -2.5469
468360966 | 362115.51 | 184286.9 | 51.5562 | -2.5478
9531004 | 362116.5 | 170872.4 | 51.4356 | -2.5464
9531074 | 362116.4 | 172458.1 | 51.4498 | -2.5466
9536372 | 362116.9 | 176209.6 | 51.4836 | -2.547
535216367 | 362117.61 | 166986.59 | 51.4006 | -2.546
111110727 | 362118.57 | 177706.06 | 51.497 | -2.5471
9543073 | 362119.3 | 168645.51 | 51.4155 | -2.5461
9530969 | 362119.4 | 170265 | 51.4301 | -2.5463
9530999 | 362119.16 | 170817.93 | 51.4351 | -2.5463
155010462 | 362119.97 | 172214.87 | 51.4476 | -2.5465
9536420 | 362119.45 | 176639.63 | 51.4874 | -2.547
9543055 | 362120.94 | 168421.01 | 51.4135 | -2.5461
9536465 | 362121.8 | 179611.4 | 51.5141 | -2.5473
617641642 | 362122.76 | 168891.11 | 51.4178 | -2.5461
25704230 | 362122.59 | 170999.77 | 51.4367 | -2.5463
9536432 | 362122.82 | 176661.8 | 51.4876 | -2.5469
9531182 | 362123.9 | 173536 | 51.4595 | -2.5466
9531151 | 362124.74 | 173371.66 | 51.458 | -2.5465
9531277 | 362124.74 | 174634.88 | 51.4694 | -2.5467
9530978 | 362125.1 | 170034.2 | 51.428 | -2.5462
9531052 | 362125.18 | 171212.1 | 51.4386 | -2.5463
9543054 | 362126.2 | 168432.2 | 51.4136 | -2.546
9531014 | 362127.8 | 170501.5 | 51.4322 | -2.5462
9531226 | 362127.05 | 174280.21 | 51.4662 | -2.5466
9536431 | 362127.31 | 176656.63 | 51.4876 | -2.5468
340235678 | 362131.23 | 175938.38 | 51.4811 | -2.5467
9530991 | 362132.3 | 170659.3 | 51.4337 | -2.5461
9531076 | 362132.5 | 172290.6 | 51.4483 | -2.5463
9531269 | 362132.3 | 174567.4 | 51.4688 | -2.5466
9531276 | 362133.28 | 174633.89 | 51.4694 | -2.5465
9536419 | 362134.22 | 176555.1 | 51.4867 | -2.5467
9551578 | 362134.78 | 191543.15 | 51.6214 | -2.5484
353000823 | 362135.05 | 168547.78 | 51.4147 | -2.5459
548674742 | 362135.61 | 174789.88 | 51.4708 | -2.5465
9536418 | 362135.88 | 176586.49 | 51.4869 | -2.5467
9531009 | 362136.2 | 170920 | 51.436 | -2.5461
9530976 | 362137.9 | 170131.6 | 51.4289 | -2.546
9531270 | 362137.02 | 174534.24 | 51.4685 | -2.5465
353000808 | 362138.14 | 168111.26 | 51.4107 | -2.5458
353000803 | 362139.22 | 168107.47 | 51.4107 | -2.5458
9531039 | 362140 | 171229.2 | 51.4388 | -2.5461
9536307 | 362139.75 | 175092.83 | 51.4735 | -2.5465
9536410 | 362139.8 | 176005.5 | 51.4817 | -2.5466
9536375 | 362139.24 | 176201.83 | 51.4835 | -2.5466
9543060 | 362140.6 | 168219.7 | 51.4117 | -2.5458
9543085 | 362142.7 | 168519.2 | 51.4144 | -2.5458
9530983 | 362142.7 | 170530.2 | 51.4325 | -2.546
36982476 | 362142.99 | 193998.94 | 51.6435 | -2.5485
9543048 | 362143.6 | 168064.9 | 51.4103 | -2.5457
9536396 | 362145.6 | 176498.74 | 51.4862 | -2.5466
153427319 | 362145.43 | 177507.76 | 51.4952 | -2.5467
9531002 | 362146.7 | 170893.9 | 51.4358 | -2.546
9531038 | 362146.5 | 171265.91 | 51.4391 | -2.546
9543064 | 362147.5 | 168950.3 | 51.4183 | -2.5457
9531003 | 362147.5 | 170873.7 | 51.4356 | -2.5459
623430524 | 362148.67 | 167910.44 | 51.4089 | -2.5456
528972385 | 362149.89 | 184390.12 | 51.5571 | -2.5474
9531222 | 362152.7 | 174196.9 | 51.4655 | -2.5462
9536359 | 362152.22 | 175864.7 | 51.4805 | -2.5464
9531078 | 362153.4 | 172103.2 | 51.4466 | -2.546
9543047 | 362154.5 | 168113.3 | 51.4108 | -2.5455
9543056 | 362154.4 | 168349.9 | 51.4129 | -2.5456
9543078 | 362154.67 | 168782.69 | 51.4168 | -2.5456
9531075 | 362155.14 | 172380.17 | 51.4491 | -2.546
9531154 | 362155.1 | 173450.1 | 51.4588 | -2.5461
9531223 | 362155.1 | 174112 | 51.4647 | -2.5462
9536370 | 362156.39 | 176077.57 | 51.4824 | -2.5464
9536402 | 362156 | 176168.1 | 51.4832 | -2.5464
9543094 | 362157.9 | 169947.2 | 51.4273 | -2.5457
9531008 | 362157.1 | 170948 | 51.4363 | -2.5458
9536401 | 362158.3 | 176115.1 | 51.4827 | -2.5463
118695408 | 362158.27 | 177606.4 | 51.4961 | -2.5465
617641653 | 362159.5 | 168723.71 | 51.4163 | -2.5455
24012117 | 362160.88 | 171002.94 | 51.4367 | -2.5458
634703860 | 362160.62 | 173938.45 | 51.4631 | -2.5461
9551598 | 362161.98 | 189767.57 | 51.6055 | -2.5478
9530971 | 362164.4 | 170311.7 | 51.4305 | -2.5456
548674760 | 362164.51 | 174847.76 | 51.4713 | -2.5461
9543036 | 362166.3 | 168054.3 | 51.4102 | -2.5454
9531051 | 362167.9 | 171351.4 | 51.4399 | -2.5457
9536452 | 362167.38 | 179095.06 | 51.5095 | -2.5465
9531001 | 362168.7 | 170763.4 | 51.4346 | -2.5456
211060952 | 362168.4 | 173553.4 | 51.4597 | -2.5459
9536398 | 362169.3 | 176484.44 | 51.486 | -2.5462
94190741 | 362170.16 | 173571.05 | 51.4598 | -2.5459
211060942 | 362172.7 | 173393.8 | 51.4582 | -2.5459
9536408 | 362172.5 | 176053 | 51.4822 | -2.5461
9536358 | 362174.9 | 175809.7 | 51.48 | -2.5461
9531043 | 362175.3 | 171130.4 | 51.4379 | -2.5456
9543053 | 362177 | 168392.5 | 51.4133 | -2.5452
9543082 | 362178.8 | 168580.9 | 51.415 | -2.5452
9531228 | 362180.3 | 174416 | 51.4674 | -2.5458
9536330 | 362180.44 | 175306.82 | 51.4754 | -2.5459
9536453 | 362180.88 | 179102.45 | 51.5096 | -2.5463
9543097 | 362181.07 | 169848.53 | 51.4264 | -2.5453
9536379 | 362181.1 | 176230 | 51.4838 | -2.546
153427312 | 362181.28 | 177532.88 | 51.4955 | -2.5462
352998411 | 362181.01 | 179593.82 | 51.514 | -2.5464
9536362 | 362182.85 | 175938.68 | 51.4811 | -2.546
37285112 | 362183.26 | 194037.3 | 51.6439 | -2.5479
9530990 | 362184.1 | 170560.5 | 51.4328 | -2.5454
9536299 | 362185.73 | 175046.05 | 51.4731 | -2.5458
9530975 | 362186.6 | 170033.4 | 51.428 | -2.5453
9531156 | 362188.5 | 173487.5 | 51.4591 | -2.5456
9531232 | 362188.17 | 174123.53 | 51.4648 | -2.5457
9536403 | 362188 | 176169.8 | 51.4832 | -2.5459
9530965 | 362189.04 | 170450.75 | 51.4318 | -2.5453
9536304 | 362190.07 | 175146.01 | 51.474 | -2.5458
9536329 | 362190.8 | 175376.2 | 51.4761 | -2.5458
9531180 | 362192.22 | 173584.73 | 51.46 | -2.5456
9531203 | 362192.73 | 173972.91 | 51.4634 | -2.5456
9531085 | 362194.42 | 172239.75 | 51.4479 | -2.5454
9531227 | 362194.7 | 174299.6 | 51.4664 | -2.5456
9536305 | 362194.8 | 175213 | 51.4746 | -2.5457
9536429 | 362194.8 | 176695.27 | 51.4879 | -2.5459
9531040 | 362196.4 | 171282.7 | 51.4393 | -2.5453
9530995 | 362197.76 | 170711.43 | 51.4341 | -2.5452
9536430 | 362197.97 | 176692.9 | 51.4879 | -2.5458
9531271 | 362198.68 | 174580.3 | 51.4689 | -2.5456
9536378 | 362198.77 | 176219.14 | 51.4837 | -2.5458
9543018 | 362200 | 167454.6 | 51.4048 | -2.5448
9531153 | 362199.38 | 173370.85 | 51.458 | -2.5455
9536303 | 362199 | 175129.5 | 51.4739 | -2.5456
9551577 | 362199.11 | 191370.79 | 51.6199 | -2.5474
9531017 | 362201.39 | 170884.61 | 51.4357 | -2.5452
9536337 | 362201.3 | 175112.7 | 51.4737 | -2.5456
152957590 | 362201.75 | 177275.99 | 51.4931 | -2.5459
276539339 | 362201.55 | 189738.88 | 51.6052 | -2.5472
9536409 | 362203.4 | 176016.81 | 51.4818 | -2.5457
37284831 | 362203.3 | 193669.24 | 51.6405 | -2.5476
9536448 | 362204.81 | 178589.06 | 51.505 | -2.5459
163549971 | 362205.35 | 168682.5 | 51.4159 | -2.5449
9531005 | 362206.8 | 170991.2 | 51.4366 | -2.5451
276231889 | 362206.21 | 177474.33 | 51.4949 | -2.5458
9531229 | 362207.39 | 174245.75 | 51.4659 | -2.5454
9543079 | 362208.9 | 168797.6 | 51.4169 | -2.5448
548674768 | 362208.11 | 174878.08 | 51.4716 | -2.5455
352998401 | 362208.4 | 178584.82 | 51.5049 | -2.5459
615719591 | 362209.02 | 171054.63 | 51.4372 | -2.5451
9543083 | 362210.8 | 168519.1 | 51.4144 | -2.5448
9531006 | 362210.8 | 170993.3 | 51.4367 | -2.545
9531084 | 362210.26 | 172234.45 | 51.4478 | -2.5452
9530994 | 362211.2 | 170648.4 | 51.4336 | -2.545
9531157 | 362211.27 | 173421.18 | 51.4585 | -2.5453
9543095 | 362213.3 | 169891.2 | 51.4268 | -2.5449
9536400 | 362215.4 | 176078.3 | 51.4824 | -2.5455
9543077 | 362216 | 168862.2 | 51.4175 | -2.5447
596764426 | 362217.24 | 170943.41 | 51.4362 | -2.5449
9543084 | 362220.2 | 168523.9 | 51.4145 | -2.5446
9536347 | 362220.1 | 175699.1 | 51.479 | -2.5454
153450942 | 362220.76 | 177270.13 | 51.4931 | -2.5456
118695414 | 362220.07 | 177715.96 | 51.4971 | -2.5456
9543063 | 362221.22 | 168962.95 | 51.4184 | -2.5447
9530977 | 362221.7 | 170113.71 | 51.4288 | -2.5448
9536404 | 362221.78 | 176130.62 | 51.4829 | -2.5454
9531088 | 362225.5 | 172236.3 | 51.4478 | -2.545
9543029 | 362226.4 | 168224.3 | 51.4118 | -2.5445
9536364 | 362226.4 | 175944.4 | 51.4812 | -2.5453
9543028 | 362228.4 | 168181.4 | 51.4114 | -2.5445
548674753 | 362229.63 | 174819.48 | 51.4711 | -2.5452
9536328 | 362229.8 | 175285.9 | 51.4753 | -2.5452
276539345 | 362229.81 | 189753.5 | 51.6053 | -2.5468
9543025 | 362230.34 | 167793.26 | 51.4079 | -2.5444
9531029 | 362230.56 | 171347.61 | 51.4398 | -2.5448
9531266 | 362230.7 | 174636 | 51.4694 | -2.5451
9536301 | 362233.5 | 175131.1 | 51.4739 | -2.5452
9531026 | 362234 | 171483.6 | 51.4411 | -2.5448
615719583 | 362235.45 | 171156.81 | 51.4381 | -2.5447
9543037 | 362237.1 | 168050.5 | 51.4102 | -2.5443
9536399 | 362237.56 | 176179.17 | 51.4833 | -2.5452
9530958 | 362238.59 | 170353 | 51.4309 | -2.5446
9543026 | 362239.52 | 167627.86 | 51.4064 | -2.5443
9530964 | 362239.02 | 170372.52 | 51.4311 | -2.5446
9530980 | 362239.9 | 170392 | 51.4313 | -2.5446
9531041 | 362239.3 | 171229 | 51.4388 | -2.5447
202355528 | 362239.02 | 177344.41 | 51.4938 | -2.5453
9536361 | 362242.2 | 175997 | 51.4817 | -2.5451
9543074 | 362243.1 | 168711.6 | 51.4162 | -2.5443
9536302 | 362245.12 | 175171.15 | 51.4742 | -2.545
9551576 | 362247.46 | 191154.24 | 51.6179 | -2.5467
9531000 | 362248.6 | 170824.5 | 51.4351 | -2.5445
352997007 | 362249.02 | 170409.38 | 51.4314 | -2.5444
9536327 | 362249.45 | 175362.81 | 51.4759 | -2.545
9530963 | 362250.6 | 170400.65 | 51.4313 | -2.5444
9545026 | 362253.49 | 167760.58 | 51.4076 | -2.5441
117535999 | 362253.06 | 177499.33 | 51.4952 | -2.5451
9543093 | 362256.48 | 169789.57 | 51.4258 | -2.5443
9531234 | 362256.58 | 174087.09 | 51.4645 | -2.5447
9536397 | 362257.9 | 176486.6 | 51.4861 | -2.545
9545028 | 362258.23 | 167762.04 | 51.4076 | -2.544
9531100 | 362258.3 | 172303.52 | 51.4484 | -2.5445
9531231 | 362258.37 | 174180.04 | 51.4653 | -2.5447
9531028 | 362259.2 | 171409.1 | 51.4404 | -2.5444
9545027 | 362260.13 | 167756.14 | 51.4076 | -2.544
9531071 | 362261.33 | 171554.87 | 51.4417 | -2.5444
617424068 | 362262.8 | 174845.4 | 51.4713 | -2.5447
9543030 | 362263.8 | 168213.16 | 51.4117 | -2.544
629539312 | 362264.49 | 167985.37 | 51.4096 | -2.5439
9531045 | 362264.19 | 171045.7 | 51.4371 | -2.5443
9536298 | 362264.99 | 175090.31 | 51.4735 | -2.5447
9531030 | 362265.05 | 171356.1 | 51.4399 | -2.5443
9536376 | 362265.6 | 176192.39 | 51.4834 | -2.5448
9531027 | 362266.8 | 171407.5 | 51.4404 | -2.5443
122371081 | 362266.19 | 177693.35 | 51.4969 | -2.545
9536454 | 362266.4 | 179297.5 | 51.5113 | -2.5451
9531201 | 362269.5 | 173983.4 | 51.4636 | -2.5445
205065114 | 362269.89 | 181891.71 | 51.5347 | -2.5454
9531255 | 362270.72 | 174383.23 | 51.4671 | -2.5445
9543022 | 362271.5 | 167984.03 | 51.4096 | -2.5438
153450913 | 362271.01 | 177396.95 | 51.4942 | -2.5449
9531230 | 362272.7 | 174286.4 | 51.4663 | -2.5445
9536425 | 362273.12 | 176757.72 | 51.4885 | -2.5448
185103997 | 362274.01 | 177442.76 | 51.4947 | -2.5448
9551592 | 362274.39 | 190052.96 | 51.608 | -2.5462
9543089 | 362275.2 | 168567.4 | 51.4149 | -2.5439
9543075 | 362275.4 | 168692.8 | 51.416 | -2.5439
9536315 | 362277.36 | 175252.9 | 51.475 | -2.5445
205065198 | 362277.63 | 181824.74 | 51.5341 | -2.5452
9531179 | 362278.89 | 173601.39 | 51.4601 | -2.5443
9543051 | 362279.74 | 168457.35 | 51.4139 | -2.5438
534940736 | 362279.95 | 178597.86 | 51.505 | -2.5449
9530992 | 362281 | 170713 | 51.4342 | -2.544
9531115 | 362280.87 | 172598.43 | 51.4511 | -2.5442
9536426 | 362280.5 | 176754.7 | 51.4885 | -2.5447
9531161 | 362281.78 | 173439.77 | 51.4587 | -2.5443
9531158 | 362283.19 | 173389.61 | 51.4582 | -2.5443
9536377 | 362283.08 | 176180.37 | 51.4833 | -2.5446
9545025 | 362284.33 | 167741.34 | 51.4074 | -2.5436
9543091 | 362284.4 | 169021.9 | 51.4189 | -2.5438
9551591 | 362284.56 | 190928.22 | 51.6159 | -2.5461
9543046 | 362285.43 | 168128.76 | 51.4109 | -2.5437
9549321 | 362285.19 | 174549.94 | 51.4686 | -2.5443
9531063 | 362286.9 | 171795.5 | 51.4439 | -2.544
623459816 | 362286.47 | 174261.41 | 51.4661 | -2.5443
205065222 | 362286.44 | 181794.64 | 51.5338 | -2.5451
9531192 | 362287.9 | 173857.1 | 51.4624 | -2.5442
9536445 | 362287.15 | 178046.62 | 51.5001 | -2.5447
9552253 | 362288.68 | 179477.08 | 51.513 | -2.5448
9531083 | 362289.75 | 172203.08 | 51.4475 | -2.544
9536412 | 362289.1 | 176027.3 | 51.4819 | -2.5444
9543024 | 362290.89 | 167736.87 | 51.4074 | -2.5435
9530960 | 362290 | 170346.3 | 51.4309 | -2.5438
117535958 | 362293.13 | 177535.59 | 51.4955 | -2.5446
512064395 | 362294.65 | 171591.59 | 51.442 | -2.5439
9543081 | 362298 | 168648.7 | 51.4156 | -2.5435
623459810 | 362297.23 | 174317.64 | 51.4666 | -2.5442
9531280 | 362297.93 | 174545.17 | 51.4686 | -2.5442
9543096 | 362298.14 | 169830.95 | 51.4262 | -2.5437
9531260 | 362299 | 174784.2 | 51.4708 | -2.5442
9536366 | 362298.7 | 175947.31 | 51.4812 | -2.5443
9536449 | 362298.23 | 178557.35 | 51.5047 | -2.5446
9552254 | 362299.5 | 179406.13 | 51.5123 | -2.5447
9543076 | 362300.18 | 168754.21 | 51.4165 | -2.5435
9530993 | 362300.3 | 170715.8 | 51.4342 | -2.5437
9543098 | 362301.8 | 169719.5 | 51.4252 | -2.5436
117535980 | 362303.65 | 177499.96 | 51.4952 | -2.5444
118695420 | 362304.92 | 177635.83 | 51.4964 | -2.5444
9531108 | 362305.1 | 172565.8 | 51.4508 | -2.5438
9531087 | 362307.8 | 172203.3 | 51.4476 | -2.5438
9536326 | 362307.26 | 175424.22 | 51.4765 | -2.5441
117535963 | 362307.03 | 177507.92 | 51.4952 | -2.5443
9536446 | 362307.49 | 178194.66 | 51.5014 | -2.5444
9543088 | 362308.2 | 168584.7 | 51.415 | -2.5434
9531279 | 362308.9 | 174924.9 | 51.472 | -2.5441
9531037 | 362309.2 | 171199.5 | 51.4385 | -2.5436
632788422 | 362309.25 | 173392.86 | 51.4582 | -2.5439
467886170 | 362309.86 | 173895.7 | 51.4628 | -2.5439
9552175 | 362309.68 | 181679.19 | 51.5328 | -2.5448
9531116 | 362310.05 | 172510.79 | 51.4503 | -2.5438
9530957 | 362311.5 | 170320.4 | 51.4306 | -2.5435
9531163 | 362311.06 | 173487.55 | 51.4591 | -2.5439
205065344 | 362311.17 | 181729.01 | 51.5332 | -2.5447
9531046 | 362312.1 | 171131.7 | 51.4379 | -2.5436
9531265 | 362313.5 | 174653.4 | 51.4696 | -2.544
9536342 | 362313.7 | 175029.6 | 51.473 | -2.544
111110732 | 362313.04 | 177358.08 | 51.4939 | -2.5442
9531032 | 362314.5 | 171272 | 51.4392 | -2.5436
9531193 | 362314.1 | 173834.7 | 51.4622 | -2.5439
11797184 | 362314.56 | 179302.61 | 51.5114 | -2.5444
216881718 | 362314.64 | 181896.41 | 51.5347 | -2.5447
9531025 | 362317.5 | 171490.2 | 51.4411 | -2.5436
9543038 | 362318.5 | 168053.5 | 51.4102 | -2.5432
9531114 | 362318.64 | 172680.38 | 51.4518 | -2.5437
9530962 | 362320.7 | 170458.1 | 51.4319 | -2.5434
9531112 | 362320.6 | 172642 | 51.4515 | -2.5436
9531187 | 362321.9 | 173676 | 51.4608 | -2.5437
444832770 | 362321.82 | 174010.12 | 51.4638 | -2.5438
9531244 | 362323.9 | 174135.9 | 51.4649 | -2.5438
353027435 | 362323.54 | 175441.02 | 51.4767 | -2.5439
9536296 | 362324.5 | 175114.8 | 51.4737 | -2.5438
117535920 | 362325.36 | 177596.53 | 51.496 | -2.5441
216881706 | 362325.32 | 181815.79 | 51.534 | -2.5446
9531191 | 362326.71 | 173787.2 | 51.4618 | -2.5437
353027430 | 362326.33 | 175443.89 | 51.4767 | -2.5439
9531253 | 362327.6 | 174499.8 | 51.4682 | -2.5437
612058368 | 362328.22 | 178605.21 | 51.5051 | -2.5442
467897832 | 362328.29 | 178616.79 | 51.5052 | -2.5442
284875121 | 362329.28 | 174711.59 | 51.4701 | -2.5437
640552571 | 362330.13 | 174273.91 | 51.4662 | -2.5437
586253773 | 362331.4 | 171567.1 | 51.4418 | -2.5434
9531061 | 362331.22 | 171849.68 | 51.4444 | -2.5434
488650732 | 362331.25 | 173954.35 | 51.4633 | -2.5436
9536463 | 362332.1 | 179528.8 | 51.5134 | -2.5442
192634506 | 362332.23 | 181911.64 | 51.5348 | -2.5445
9536415 | 362333.8 | 176764.32 | 51.4886 | -2.5439
615256165 | 362334 | 179352.23 | 51.5118 | -2.5442
613413141 | 362334.95 | 179498.86 | 51.5131 | -2.5442
9531252 | 362335.35 | 174476.29 | 51.468 | -2.5436
9531261 | 362335.09 | 174757 | 51.4705 | -2.5437
9536321 | 362335.4 | 175411.6 | 51.4764 | -2.5437
9543092 | 362336.2 | 169027.1 | 51.419 | -2.543
9531162 | 362336.6 | 173491.8 | 51.4591 | -2.5435
9531098 | 362338.91 | 172426.03 | 51.4496 | -2.5434
9536427 | 362338.7 | 176811.7 | 51.489 | -2.5438
284935462 | 362338.8 | 177776.53 | 51.4977 | -2.5439
9531159 | 362339.9 | 173402.9 | 51.4583 | -2.5434
9531245 | 362339.31 | 174221.53 | 51.4657 | -2.5435
338990059 | 362339.72 | 177553.67 | 51.4957 | -2.5439
117535929 | 362339.21 | 177582.84 | 51.4959 | -2.5439
9536428 | 362342 | 176807.3 | 51.4889 | -2.5438
210882042 | 362343.1 | 173447.7 | 51.4587 | -2.5434
9545023 | 362344.86 | 167921.71 | 51.4091 | -2.5428
9531099 | 362344.58 | 172327.98 | 51.4487 | -2.5433
530072870 | 362344.81 | 174041.16 | 51.4641 | -2.5434
9552252 | 362344.81 | 179427.64 | 51.5125 | -2.544
9531167 | 362345.2 | 173295.5 | 51.4574 | -2.5434
9536407 | 362346.3 | 176059.6 | 51.4822 | -2.5436
9551499 | 362347.45 | 166967.82 | 51.4005 | -2.5426
9530981 | 362348.8 | 170280.4 | 51.4303 | -2.543
9536339 | 362348.2 | 175084.2 | 51.4735 | -2.5435
9536365 | 362348.18 | 175975.61 | 51.4815 | -2.5436
9531031 | 362350.77 | 171385.71 | 51.4402 | -2.5431
615887256 | 362350.49 | 174501.81 | 51.4682 | -2.5434
11797171 | 362350.78 | 179299.83 | 51.5114 | -2.5439
488650613 | 362352.69 | 173948.96 | 51.4632 | -2.5433
9536380 | 362352.16 | 176160.67 | 51.4831 | -2.5436
9531194 | 362353.01 | 173834.76 | 51.4622 | -2.5433
586253746 | 362354.24 | 171586.61 | 51.442 | -2.543
117536033 | 362354.05 | 177469.92 | 51.4949 | -2.5437
9543040 | 362356.95 | 168015.32 | 51.4099 | -2.5426
9531254 | 362356.6 | 174402.1 | 51.4673 | -2.5433
9531199 | 362357.1 | 173903.5 | 51.4628 | -2.5432
9536352 | 362357.9 | 175592.5 | 51.478 | -2.5434
9536406 | 362358 | 176103.9 | 51.4826 | -2.5435
9536297 | 362358.3 | 175043.6 | 51.4731 | -2.5434
636379578 | 362359 | 173620.95 | 51.4603 | -2.5432
9531176 | 362359.59 | 173632.98 | 51.4604 | -2.5432
117536012 | 362359 | 177673.1 | 51.4967 | -2.5436
9536447 | 362359.08 | 178042.37 | 51.5001 | -2.5437
9536314 | 362360.56 | 175283.91 | 51.4752 | -2.5433
9531164 | 362361.31 | 173402.81 | 51.4583 | -2.5431
117536053 | 362361.12 | 177338.73 | 51.4937 | -2.5436
216881698 | 362361.07 | 181720.82 | 51.5331 | -2.544
192545508 | 362362.24 | 177487.17 | 51.4951 | -2.5436
9531189 | 362363.49 | 173779.16 | 51.4617 | -2.5431
37285118 | 362363.95 | 193886.09 | 51.6425 | -2.5453
9531023 | 362364.06 | 171414.16 | 51.4405 | -2.5429
9536316 | 362364.3 | 175229.9 | 51.4748 | -2.5433
192634746 | 362364.92 | 181656.2 | 51.5325 | -2.544
9531036 | 362365.2 | 171208.7 | 51.4386 | -2.5428
9543099 | 362367.3 | 169771.7 | 51.4257 | -2.5427
9531188 | 362367.62 | 173707.77 | 51.4611 | -2.5431
9536325 | 362367.67 | 175486.52 | 51.4771 | -2.5433
9544993 | 362367 | 179394.6 | 51.5122 | -2.5437
9531178 | 362368.78 | 173551.07 | 51.4597 | -2.543
637239215 | 362368.63 | 173631.42 | 51.4604 | -2.5431
9536411 | 362368.3 | 176030.8 | 51.482 | -2.5433
637239227 | 362370.46 | 173631.46 | 51.4604 | -2.543
9531251 | 362370.54 | 174461.21 | 51.4679 | -2.5431
9536351 | 362370.5 | 175606.7 | 51.4782 | -2.5432
319336197 | 362371.5 | 177529.33 | 51.4954 | -2.5434
9536456 | 362371.12 | 179371.85 | 51.512 | -2.5436
9531082 | 362372.69 | 172170.03 | 51.4473 | -2.5428
9552250 | 362372.74 | 179454.69 | 51.5127 | -2.5436
9543045 | 362373.5 | 168206.6 | 51.4116 | -2.5424
9543086 | 362373.3 | 168668.7 | 51.4158 | -2.5425
9536349 | 362373.58 | 175707.63 | 51.4791 | -2.5432
11797197 | 362373.12 | 179288.14 | 51.5113 | -2.5436
322552450 | 362373.57 | 181900.06 | 51.5347 | -2.5439
9545024 | 362375.64 | 167998.47 | 51.4097 | -2.5424
9530953 | 362375.4 | 170163.3 | 51.4292 | -2.5426
621944621 | 362375.16 | 171494.73 | 51.4412 | -2.5427
530072902 | 362376.74 | 173990.05 | 51.4636 | -2.543
148904730 | 362378.83 | 170318.55 | 51.4306 | -2.5426
9536416 | 362379.11 | 176702.45 | 51.488 | -2.5432
192545513 | 362379.31 | 177475.43 | 51.495 | -2.5433
9543067 | 362380.08 | 168737.29 | 51.4164 | -2.5424
9531165 | 362380.5 | 173462.1 | 51.4589 | -2.5429
192460850 | 362380.31 | 173677.33 | 51.4608 | -2.5429
9536346 | 362380.66 | 175510.31 | 51.4773 | -2.5431
9536367 | 362382.5 | 175987 | 51.4816 | -2.5431
9536405 | 362382.6 | 176059.2 | 51.4822 | -2.5431
9543039 | 362383.3 | 168119.8 | 51.4108 | -2.5423
9543087 | 362383.4 | 168632.3 | 51.4154 | -2.5423
9543065 | 362383.01 | 168900.61 | 51.4179 | -2.5423
623459932 | 362383.43 | 174384.21 | 51.4672 | -2.5429
192545523 | 362383.05 | 177545.49 | 51.4956 | -2.5433
616527242 | 362386 | 169890.55 | 51.4268 | -2.5424
21639403 | 362385 | 178332.83 | 51.5027 | -2.5433
9531035 | 362387.3 | 171300 | 51.4394 | -2.5425
544771541 | 362388.84 | 169853.93 | 51.4264 | -2.5424
11797214 | 362388.19 | 179275.53 | 51.5111 | -2.5434
9543090 | 362390 | 168544.3 | 51.4147 | -2.5422
615256177 | 362389.87 | 179300.07 | 51.5114 | -2.5434
9548844 | 362389.24 | 193121.66 | 51.6356 | -2.5448
9531034 | 362390.1 | 171326.6 | 51.4397 | -2.5425
512064408 | 362390.03 | 171490.97 | 51.4411 | -2.5425
192545518 | 362390.73 | 177563.49 | 51.4957 | -2.5432
111161081 | 362390.44 | 177613.92 | 51.4962 | -2.5432
9531086 | 362391.3 | 172169.8 | 51.4473 | -2.5426
9536368 | 362391.6 | 175923.6 | 51.481 | -2.543
618383862 | 362392.74 | 174055.52 | 51.4642 | -2.5428
9530956 | 362394.5 | 170278.6 | 51.4302 | -2.5423
9543062 | 362395.6 | 168310.9 | 51.4126 | -2.5421
582996918 | 362396.88 | 171604.97 | 51.4422 | -2.5424
640092362 | 362396.15 | 174320.65 | 51.4666 | -2.5427
9536320 | 362396.96 | 175335.69 | 51.4757 | -2.5428
227423336 | 362396.68 | 181923.19 | 51.535 | -2.5435
9531111 | 362397.26 | 172616.47 | 51.4513 | -2.5425
109127638 | 362397.9 | 177601.11 | 51.4961 | -2.5431
9536444 | 362397.64 | 177613.37 | 51.4962 | -2.5431
9531033 | 362398.2 | 171285.5 | 51.4393 | -2.5424
9531110 | 362398.47 | 172561.98 | 51.4508 | -2.5425
9531062 | 362399 | 171957.5 | 51.4453 | -2.5424
616318751 | 362400.23 | 174173.54 | 51.4653 | -2.5427
622961683 | 362402.14 | 169903.67 | 51.4269 | -2.5422
9531109 | 362402.61 | 172547.95 | 51.4507 | -2.5425
9536443 | 362402.85 | 177656.86 | 51.4966 | -2.543
9530961 | 362403.8 | 170488.2 | 51.4321 | -2.5422
9531113 | 362403.54 | 172691.27 | 51.4519 | -2.5425
205065513 | 362403.28 | 181624.22 | 51.5323 | -2.5434
9531022 | 362404.2 | 171452 | 51.4408 | -2.5423
444832818 | 362404.9 | 173976.76 | 51.4635 | -2.5426
9536413 | 362404.4 | 176634.7 | 51.4874 | -2.5429
111110742 | 362407.81 | 177462.44 | 51.4948 | -2.5429
9531020 | 362408.23 | 171445.9 | 51.4407 | -2.5422
9531097 | 362409.2 | 172385.5 | 51.4492 | -2.5423
9536458 | 362410.72 | 179357.48 | 51.5119 | -2.5431
9536417 | 362411.5 | 176819.5 | 51.4891 | -2.5428
352997002 | 362412.5 | 170295.56 | 51.4304 | -2.5421
512064383 | 362413.64 | 171665.18 | 51.4427 | -2.5422
523307505 | 362414.35 | 173955.36 | 51.4633 | -2.5424
623459851 | 362414.58 | 174271.3 | 51.4662 | -2.5425
9536345 | 362414.44 | 175524.17 | 51.4774 | -2.5426
9536437 | 362415.3 | 176596.3 | 51.4871 | -2.5427
9543050 | 362416.85 | 168403.45 | 51.4134 | -2.5418
9531249 | 362416.74 | 174464.88 | 51.4679 | -2.5425
352997027 | 362417.98 | 171490.27 | 51.4411 | -2.5421
137655006 | 362418.82 | 178463.89 | 51.5038 | -2.5429
9531262 | 362419.6 | 174749.5 | 51.4704 | -2.5424
9543100 | 362420.8 | 169967.2 | 51.4275 | -2.5419
9536323 | 362422.02 | 175465.7 | 51.4769 | -2.5425
9531094 | 362423.75 | 172329.57 | 51.4487 | -2.5421
9536340 | 362423.2 | 175050.8 | 51.4732 | -2.5424
9536424 | 362423.9 | 176844.4 | 51.4893 | -2.5426
9531067 | 362425.88 | 171546.46 | 51.4417 | -2.542
9531166 | 362425.25 | 173430.49 | 51.4586 | -2.5422
9531246 | 362425.53 | 174235.29 | 51.4658 | -2.5423
9536441 | 362425.09 | 177529.17 | 51.4954 | -2.5427
9536423 | 362427.61 | 176839.2 | 51.4892 | -2.5425
211218719 | 362428.5 | 173785.7 | 51.4618 | -2.5422
276439522 | 362428.4 | 174706.07 | 51.4701 | -2.5423
9543066 | 362429.4 | 168982.7 | 51.4186 | -2.5417
352997047 | 362429.8 | 172343.64 | 51.4488 | -2.542
9531093 | 362430.24 | 172240.26 | 51.4479 | -2.542
352997052 | 362430.55 | 172347.57 | 51.4489 | -2.542
353029391 | 362432.15 | 168191.31 | 51.4115 | -2.5416
9530952 | 362432.4 | 170098.6 | 51.4286 | -2.5418
9531021 | 362432.2 | 171491.6 | 51.4412 | -2.5419
9531171 | 362433.2 | 173541.7 | 51.4596 | -2.5421
9531186 | 362433.01 | 173758.65 | 51.4615 | -2.5421
9531197 | 362433.82 | 173846.27 | 51.4623 | -2.5421
9536382 | 362434.8 | 176136.9 | 51.4829 | -2.5424
9531248 | 362435.53 | 174381.68 | 51.4671 | -2.5422
9531170 | 362436.3 | 173505.9 | 51.4593 | -2.5421
9543041 | 362438.4 | 168062.4 | 51.4103 | -2.5415
9531018 | 362438.25 | 171406.64 | 51.4404 | -2.5418
9531060 | 362439.32 | 171872.31 | 51.4446 | -2.5418
9536350 | 362439.4 | 175648.7 | 51.4785 | -2.5422
36909575 | 362440.6 | 173674.3 | 51.4608 | -2.542
9530950 | 362442.6 | 170004.8 | 51.4278 | -2.5416
9531019 | 362443.5 | 171405.81 | 51.4404 | -2.5417
9531096 | 362443.47 | 172419.26 | 51.4495 | -2.5418
444832788 | 362443.46 | 174009.25 | 51.4638 | -2.542
205065544 | 362443.9 | 181579.62 | 51.5319 | -2.5428
161654419 | 362444.74 | 180585.84 | 51.5229 | -2.5427
352997067 | 362445.68 | 173911.43 | 51.4629 | -2.542
9531024 | 362446.2 | 171343 | 51.4398 | -2.5417
9531069 | 362446.79 | 171632.34 | 51.4424 | -2.5417
9536341 | 362446.4 | 175043.1 | 51.4731 | -2.5421
9536319 | 362446.62 | 175314.99 | 51.4755 | -2.5421
630746930 | 362449.9 | 179252.13 | 51.5109 | -2.5425
37316045 | 362450.3 | 168277.8 | 51.4123 | -2.5413
634317761 | 362450.7 | 175526.9 | 51.4774 | -2.5421
9543044 | 362451.41 | 168176.8 | 51.4114 | -2.5413
9531209 | 362452.63 | 173939.38 | 51.4632 | -2.5419
37667100 | 362453.18 | 174287.01 | 51.4663 | -2.5419
677523512 | 362453.83 | 177236.22 | 51.4928 | -2.5422
674876831 | 362454.27 | 173653.39 | 51.4606 | -2.5418
9543023 | 362455 | 167981.57 | 51.4096 | -2.5412
163550073 | 362456.72 | 168694.3 | 51.416 | -2.5413
9531237 | 362457.6 | 174013.3 | 51.4638 | -2.5418
9536460 | 362457.75 | 179316.41 | 51.5115 | -2.5424
9531091 | 362458.2 | 172152.33 | 51.4471 | -2.5416
9531250 | 362458.63 | 174479.81 | 51.468 | -2.5419
607554801 | 362459.2 | 172131.7 | 51.4469 | -2.5416
9531105 | 362459.96 | 172508.54 | 51.4503 | -2.5416
352997072 | 362461.98 | 174012.12 | 51.4638 | -2.5418
9536318 | 362463.8 | 175276.4 | 51.4752 | -2.5419
9536439 | 362464.51 | 177163.7 | 51.4922 | -2.5421
9531058 | 362465.89 | 171498.3 | 51.4412 | -2.5414
9536461 | 362466.78 | 179299.13 | 51.5114 | -2.5422
9531066 | 362467.8 | 171743.2 | 51.4434 | -2.5414
9531089 | 362467.9 | 172058.89 | 51.4463 | -2.5415
645350943 | 362467.74 | 172109.22 | 51.4467 | -2.5415
9531121 | 362468.4 | 172822.9 | 51.4531 | -2.5415
9531174 | 362468.33 | 173646.5 | 51.4605 | -2.5416
9531267 | 362469.12 | 174554.34 | 51.4687 | -2.5417
352997087 | 362471.41 | 174237.36 | 51.4659 | -2.5416
9536455 | 362471.7 | 179466.2 | 51.5129 | -2.5422
9536414 | 362472 | 176673.1 | 51.4878 | -2.5419
9530955 | 362473.1 | 170258.2 | 51.4301 | -2.5412
9536440 | 362473.5 | 177155.2 | 51.4921 | -2.5419
9531239 | 362474.53 | 174024.67 | 51.4639 | -2.5416
9531247 | 362474.2 | 174295.22 | 51.4664 | -2.5416
205065447 | 362474.8 | 181635.99 | 51.5324 | -2.5424
9531070 | 362475.4 | 171716.5 | 51.4432 | -2.5413
9531107 | 362475.09 | 172598.13 | 51.4511 | -2.5414
9531117 | 362475 | 172769.31 | 51.4527 | -2.5414
352997092 | 362475.39 | 174237.65 | 51.4659 | -2.5416
9548842 | 362475.85 | 192258.68 | 51.6279 | -2.5435
9530954 | 362476.2 | 170244.2 | 51.4299 | -2.5411
29310051 | 362477.55 | 169883.28 | 51.4267 | -2.5411
9530982 | 362478.5 | 170541.9 | 51.4326 | -2.5411
670880304 | 362479.61 | 178064.71 | 51.5003 | -2.5419
9536324 | 362480.5 | 175499.3 | 51.4772 | -2.5416
9531106 | 362481.5 | 172675.3 | 51.4518 | -2.5413
9531064 | 362482.4 | 171972.8 | 51.4455 | -2.5412
9806895 | 362482.64 | 172850.63 | 51.4534 | -2.5413
9531173 | 362483.2 | 173611.7 | 51.4602 | -2.5414
9536322 | 362484.47 | 175401.95 | 51.4763 | -2.5416
9531172 | 362485.3 | 173570.2 | 51.4599 | -2.5414
9530951 | 362486.5 | 170123.1 | 51.4289 | -2.541
9543042 | 362488.6 | 168146.3 | 51.4111 | -2.5407
9531195 | 362488.93 | 173885.13 | 51.4627 | -2.5414
9531092 | 362489.3 | 172237 | 51.4479 | -2.5412
9536343 | 362489 | 175577.1 | 51.4779 | -2.5415
9531241 | 362490.68 | 174203.36 | 51.4655 | -2.5414
585309774 | 362492.31 | 172380.25 | 51.4492 | -2.5411
9543043 | 362493 | 168067.4 | 51.4104 | -2.5407
9531240 | 362494.35 | 174113.55 | 51.4647 | -2.5413
21639286 | 362494.41 | 178249.17 | 51.5019 | -2.5417
9531268 | 362495.76 | 174692.11 | 51.4699 | -2.5413
579857598 | 362495.53 | 175732.06 | 51.4793 | -2.5415
9531065 | 362499.6 | 171887.92 | 51.4447 | -2.541
609939786 | 362501.2 | 174247.9 | 51.4659 | -2.5412
9543140 | 362502.4 | 168617.3 | 51.4153 | -2.5406
615258381 | 362502.98 | 178965.53 | 51.5084 | -2.5417
319038224 | 362503.3 | 172226.2 | 51.4478 | -2.541
670880328 | 362503.83 | 178062.55 | 51.5002 | -2.5416
9531347 | 362506.4 | 171798.6 | 51.4439 | -2.5409
161747673 | 362506.78 | 178442.79 | 51.5037 | -2.5416
352997138 | 362507.09 | 171810.8 | 51.444 | -2.5409
9531364 | 362507.21 | 172319.64 | 51.4486 | -2.5409
9806900 | 362507.86 | 172841.96 | 51.4533 | -2.541
9531421 | 362507.7 | 173425.5 | 51.4586 | -2.541
9536529 | 362507.99 | 175549.4 | 51.4776 | -2.5413
9531486 | 362508.02 | 174490.02 | 51.4681 | -2.5411
9543139 | 362509.4 | 168619.5 | 51.4153 | -2.5405
9531424 | 362509.4 | 173590.1 | 51.46 | -2.541
9536582 | 362509.81 | 176887.68 | 51.4897 | -2.5414
352997133 | 362510.49 | 171875.49 | 51.4446 | -2.5408
9531371 | 362510.2 | 172468 | 51.4499 | -2.5409
9531425 | 362510.4 | 173537.41 | 51.4596 | -2.541
9536610 | 362510.9 | 176836.8 | 51.4892 | -2.5414
9543122 | 362511.8 | 168252.2 | 51.412 | -2.5404
9543120 | 362512.5 | 168343.7 | 51.4129 | -2.5404
9536579 | 362512.4 | 176755.9 | 51.4885 | -2.5413
9531290 | 362513.7 | 170228.2 | 51.4298 | -2.5406
21639270 | 362513.76 | 178187.72 | 51.5014 | -2.5415
353000843 | 362514.29 | 168270.02 | 51.4122 | -2.5404
9536495 | 362514.8 | 175214.4 | 51.4746 | -2.5411
9531352 | 362515.5 | 171539.9 | 51.4416 | -2.5407
9543138 | 362516.72 | 168503.32 | 51.4143 | -2.5404
352997128 | 362516.06 | 171875.64 | 51.4446 | -2.5407
622939450 | 362516.22 | 178998.42 | 51.5087 | -2.5415
664829565 | 362516.46 | 179203.36 | 51.5105 | -2.5415
353000838 | 362517.06 | 168267.13 | 51.4122 | -2.5403
9531423 | 362517.9 | 173626.7 | 51.4604 | -2.5409
577272724 | 362517.17 | 175740.66 | 51.4794 | -2.5411
656274704 | 362517.96 | 179359.12 | 51.5119 | -2.5415
9543136 | 362518.2 | 168727 | 51.4163 | -2.5404
9536570 | 362518.34 | 176105.38 | 51.4826 | -2.5412
615258390 | 362520.99 | 178917.29 | 51.5079 | -2.5414
353000828 | 362521.18 | 168276.56 | 51.4123 | -2.5403
9536623 | 362522.51 | 178097.85 | 51.5006 | -2.5413
353000833 | 362524.44 | 168274.28 | 51.4122 | -2.5402
9536625 | 362524.14 | 179462.86 | 51.5128 | -2.5414
9531322 | 362525.1 | 171382.5 | 51.4402 | -2.5406
9536539 | 362526 | 175787.2 | 51.4798 | -2.541
9531378 | 362527 | 172580.3 | 51.451 | -2.5407
9536490 | 362526.5 | 175342.5 | 51.4758 | -2.541
352998421 | 362526.81 | 175358.23 | 51.4759 | -2.541
9543103 | 362528.9 | 168057.1 | 51.4103 | -2.5402
9531442 | 362528.84 | 173692.92 | 51.461 | -2.5408
9536581 | 362528.45 | 176885.33 | 51.4897 | -2.5411
352998426 | 362529.6 | 175355.37 | 51.4759 | -2.5409
9531375 | 362531.58 | 172517.19 | 51.4504 | -2.5406
9536578 | 362532.1 | 176803.2 | 51.4889 | -2.541
9531405 | 362534.4 | 173257.91 | 51.457 | -2.5406
44279754 | 362535 | 173528.48 | 51.4595 | -2.5406
9531353 | 362536 | 171631.2 | 51.4424 | -2.5404
9531543 | 362536.28 | 174733.25 | 51.4703 | -2.5408
9543102 | 362537.1 | 168002.5 | 51.4098 | -2.54
9536627 | 362538.69 | 179357.41 | 51.5119 | -2.5412
9543105 | 362539.2 | 168187.4 | 51.4115 | -2.54
9536528 | 362539.9 | 175589.3 | 51.478 | -2.5408
9536571 | 362540.34 | 176098.22 | 51.4826 | -2.5408
9536504 | 362541.4 | 175043.9 | 51.4731 | -2.5407
352998431 | 362541.62 | 175346.34 | 51.4758 | -2.5407
9536491 | 362541.5 | 175435.6 | 51.4766 | -2.5408
626318721 | 362542.96 | 172151.95 | 51.4471 | -2.5404
632821665 | 362544.58 | 178970.57 | 51.5084 | -2.5411
9531542 | 362545.21 | 174502.18 | 51.4682 | -2.5406
352998436 | 362545.26 | 175347.8 | 51.4758 | -2.5407
541327697 | 362545.17 | 179056.12 | 51.5092 | -2.5411
353011272 | 362545.59 | 179363.12 | 51.5119 | -2.5411
9531485 | 362546 | 174049.5 | 51.4642 | -2.5405
9536525 | 362546.5 | 175743.6 | 51.4794 | -2.5407
9550305 | 362547.46 | 189980.38 | 51.6074 | -2.5422
9531320 | 362548.7 | 171419.2 | 51.4405 | -2.5402
9536574 | 362548.8 | 176668.4 | 51.4877 | -2.5408
23312758 | 362549.92 | 175146.6 | 51.474 | -2.5406
9536575 | 362549.29 | 176617.66 | 51.4873 | -2.5408
9536624 | 362549.7 | 178579.9 | 51.5049 | -2.541
615258396 | 362549.7 | 178902.84 | 51.5078 | -2.541
9551660 | 362549.23 | 184363.57 | 51.5569 | -2.5416
9531301 | 362550.3 | 170575.5 | 51.4329 | -2.5401
9531380 | 362550.88 | 172661.44 | 51.4517 | -2.5403
9543148 | 362552.5 | 169926.9 | 51.4271 | -2.54
285415029 | 362552.54 | 178163.55 | 51.5012 | -2.5409
9531499 | 362553.88 | 174338.96 | 51.4668 | -2.5405
9531361 | 362555.7 | 171500 | 51.4412 | -2.5401
9531422 | 362555.8 | 173333.9 | 51.4577 | -2.5403
9536505 | 362555.01 | 175039.26 | 51.4731 | -2.5405
577272735 | 362555.32 | 175657.28 | 51.4786 | -2.5406
9531379 | 362556.73 | 172602.81 | 51.4512 | -2.5402
632821673 | 362556.96 | 178907.97 | 51.5078 | -2.5409
9531289 | 362557.16 | 170202.59 | 51.4296 | -2.54
615258375 | 362559.02 | 179001.79 | 51.5087 | -2.5409
9531477 | 362560.22 | 173990.07 | 51.4636 | -2.5403
9531344 | 362561.56 | 171825.38 | 51.4442 | -2.5401
9536530 | 362561.1 | 175501.6 | 51.4772 | -2.5405
614869799 | 362561.08 | 175568.08 | 51.4778 | -2.5405
620016128 | 362562.34 | 175269.17 | 51.4751 | -2.5404
9531382 | 362563.3 | 172814.4 | 51.4531 | -2.5402
9531471 | 362564.9 | 173826.5 | 51.4622 | -2.5403
9536527 | 362564.5 | 175621.2 | 51.4783 | -2.5404
9531302 | 362569 | 170596.5 | 51.4331 | -2.5398
9531370 | 362570.97 | 172422.89 | 51.4495 | -2.54
9531531 | 362570.14 | 174652.09 | 51.4696 | -2.5403
9531530 | 362571.69 | 174667.44 | 51.4697 | -2.5402
9536577 | 362571.51 | 176703.88 | 51.488 | -2.5405
622939584 | 362571.12 | 179024.11 | 51.5089 | -2.5407
9531291 | 362572.8 | 170232.7 | 51.4298 | -2.5398
9531319 | 362572.6 | 171462.8 | 51.4409 | -2.5399
9543117 | 362574.7 | 168316.8 | 51.4126 | -2.5395
9543141 | 362576 | 168615.3 | 51.4153 | -2.5395
43708546 | 362579.21 | 178402.28 | 51.5033 | -2.5405
9543123 | 362581.4 | 168247.4 | 51.412 | -2.5394
9806860 | 362583.88 | 172841.71 | 51.4533 | -2.5399
9536494 | 362583.16 | 175211.22 | 51.4746 | -2.5401
23466888 | 362583.2 | 178261.53 | 51.502 | -2.5405
9543142 | 362584.9 | 168532.3 | 51.4146 | -2.5394
9543104 | 362585.2 | 168132.4 | 51.411 | -2.5393
9531429 | 362585.5 | 173557 | 51.4597 | -2.5399
9544310 | 362587 | 180535 | 51.5225 | -2.5406
9543121 | 362587.19 | 168429.57 | 51.4136 | -2.5394
9531431 | 362589.4 | 173631.8 | 51.4604 | -2.5399
9536583 | 362589.24 | 176931.32 | 51.4901 | -2.5402
9531374 | 362590.1 | 172507.6 | 51.4503 | -2.5397
9531406 | 362590.56 | 173378.56 | 51.4581 | -2.5398
9531427 | 362590.56 | 173506.32 | 51.4593 | -2.5398
9531541 | 362590.08 | 174520.23 | 51.4684 | -2.54
9531484 | 362591.04 | 174017.18 | 51.4639 | -2.5399
220976148 | 362592.77 | 178154.59 | 51.5011 | -2.5403
9531348 | 362593.7 | 171671.2 | 51.4428 | -2.5396
9531414 | 362595.26 | 173449.35 | 51.4588 | -2.5398
615507169 | 362595.37 | 180215.08 | 51.5196 | -2.5405
9531409 | 362596.6 | 173392 | 51.4583 | -2.5397
9531366 | 362598.68 | 172302.67 | 51.4485 | -2.5396
9531426 | 362600 | 173526 | 51.4595 | -2.5397
9536609 | 362599.24 | 176816.58 | 51.489 | -2.5401
9543137 | 362600.1 | 168687.1 | 51.416 | -2.5392
9531323 | 362600.86 | 171336.78 | 51.4398 | -2.5395
9536586 | 362602.51 | 176838.84 | 51.4892 | -2.54
9531475 | 362603.87 | 173837.74 | 51.4623 | -2.5397
617962622 | 362603.81 | 175222.35 | 51.4747 | -2.5398
11912747 | 362604.87 | 189223.28 | 51.6006 | -2.5413
9531303 | 362605.65 | 170684.13 | 51.4339 | -2.5393
9531377 | 362606.29 | 172591.65 | 51.4511 | -2.5395
9536492 | 362606.4 | 175375.4 | 51.4761 | -2.5398
9544291 | 362606.08 | 180230.6 | 51.5197 | -2.5403
11912792 | 362607.45 | 189226.77 | 51.6006 | -2.5413
9531428 | 362609.23 | 173501.38 | 51.4592 | -2.5396
632821651 | 362610.73 | 178967.43 | 51.5084 | -2.5401
9531472 | 362611.15 | 173789.33 | 51.4618 | -2.5396
11916408 | 362611.9 | 189224.13 | 51.6006 | -2.5412
161280827 | 362612.05 | 178578.84 | 51.5049 | -2.5401
9531443 | 362613.15 | 173705.83 | 51.4611 | -2.5395
9548843 | 362613.12 | 192236.69 | 51.6277 | -2.5415
9531376 | 362614.53 | 172502.89 | 51.4503 | -2.5394
11912665 | 362614.53 | 189214.48 | 51.6005 | -2.5412
9536576 | 362615.3 | 176669.3 | 51.4877 | -2.5398
11916383 | 362615.69 | 189214.55 | 51.6005 | -2.5412
9531368 | 362616.5 | 172369.2 | 51.4491 | -2.5394
621495196 | 362616.39 | 172684.92 | 51.4519 | -2.5394
528407758 | 362616.66 | 174371.4 | 51.4671 | -2.5396
352998451 | 362616.06 | 179991.05 | 51.5176 | -2.5402
11916379 | 362616.14 | 189217.43 | 51.6005 | -2.5411
11916294 | 362617.64 | 189212.86 | 51.6005 | -2.5411
353012901 | 362618.53 | 189199.6 | 51.6004 | -2.5411
638200287 | 362620.19 | 168759.99 | 51.4166 | -2.5389
9531300 | 362620.2 | 170537.7 | 51.4326 | -2.5391
22506265 | 362620.74 | 175305.41 | 51.4755 | -2.5396
43839588 | 362622.51 | 170097.95 | 51.4286 | -2.539
637405402 | 362623.55 | 179019.58 | 51.5089 | -2.54
9531354 | 362625 | 171573 | 51.4419 | -2.5391
98238357 | 362625.58 | 176072.08 | 51.4824 | -2.5396
9544313 | 362625.15 | 180522.08 | 51.5224 | -2.5401
628520867 | 362626.14 | 175639.25 | 51.4785 | -2.5396
9536532 | 362627.9 | 175573.3 | 51.4779 | -2.5395
9544290 | 362627.42 | 180250.4 | 51.5199 | -2.54
98238351 | 362628.08 | 176068.94 | 51.4823 | -2.5396
9531534 | 362629.5 | 174610 | 51.4692 | -2.5394
352997107 | 362630.2 | 171313.8 | 51.4396 | -2.539
523524626 | 362630.89 | 176940.28 | 51.4902 | -2.5396
9531539 | 362633.4 | 174532.7 | 51.4685 | -2.5393
353000848 | 362634.85 | 168468.94 | 51.414 | -2.5387
9531325 | 362634.9 | 171301.01 | 51.4395 | -2.539
9531321 | 362635.1 | 171398.8 | 51.4403 | -2.539
676464115 | 362635.4 | 172434.68 | 51.4496 | -2.5391
9531410 | 362636.83 | 173372.05 | 51.4581 | -2.5392
9536497 | 362636.2 | 175465.3 | 51.4769 | -2.5394
352997118 | 362637 | 171308.79 | 51.4395 | -2.5389
9543132 | 362638.59 | 168770.84 | 51.4167 | -2.5387
622141413 | 362638.8 | 175115.2 | 51.4738 | -2.5393
622939652 | 362638.83 | 179078.01 | 51.5094 | -2.5397
9531533 | 362639.68 | 174653.41 | 51.4696 | -2.5393
9544311 | 362639.2 | 180534.4 | 51.5225 | -2.5399
352997123 | 362640.21 | 171311.18 | 51.4396 | -2.5389
9531372 | 362641.46 | 172421.25 | 51.4495 | -2.539
9536506 | 362641.46 | 175030.45 | 51.473 | -2.5393
638466282 | 362642.5 | 179098.06 | 51.5096 | -2.5397
9543116 | 362643.51 | 168386.77 | 51.4133 | -2.5385
94319391 | 362644.81 | 175739.75 | 51.4794 | -2.5393
9531292 | 362645.7 | 170214.75 | 51.4297 | -2.5387
20942083 | 362645.03 | 172842.22 | 51.4533 | -2.539
9531532 | 362646.2 | 174683.4 | 51.4699 | -2.5392
9543107 | 362647.3 | 168299.7 | 51.4125 | -2.5385
9531313 | 362651 | 170752.6 | 51.4345 | -2.5387
9806945 | 362652.36 | 172864 | 51.4535 | -2.5389
9536503 | 362652.2 | 175262.2 | 51.4751 | -2.5391
9543149 | 362654 | 169939.3 | 51.4272 | -2.5385
9531411 | 362654.05 | 173415.95 | 51.4585 | -2.5389
9531474 | 362655.07 | 173829.35 | 51.4622 | -2.5389
9536608 | 362655.64 | 176742.48 | 51.4884 | -2.5393
632821681 | 362655.43 | 178914.14 | 51.5079 | -2.5395
9531478 | 362656.49 | 173964.46 | 51.4634 | -2.5389
9531294 | 362658.47 | 170455.66 | 51.4319 | -2.5385
617525487 | 362660.11 | 170213.11 | 51.4297 | -2.5385
621495176 | 362660.92 | 172477.01 | 51.45 | -2.5387
349085279 | 362660.72 | 175271.42 | 51.4752 | -2.539
9536500 | 362660.95 | 175348.38 | 51.4759 | -2.539
23421061 | 362661.17 | 172861.62 | 51.4535 | -2.5388
9544295 | 362662.93 | 180321.24 | 51.5206 | -2.5395
641705322 | 362664.02 | 179004.21 | 51.5087 | -2.5394
9536626 | 362665.2 | 179443.6 | 51.5127 | -2.5394
9543119 | 362666.9 | 168462.3 | 51.4139 | -2.5382
9531349 | 362666.9 | 171620.3 | 51.4423 | -2.5386
9543118 | 362667.9 | 168451.9 | 51.4138 | -2.5382
610565925 | 362668.18 | 168618.47 | 51.4153 | -2.5382
192154479 | 362668.78 | 173606.8 | 51.4602 | -2.5387
9536568 | 362671.08 | 176026.46 | 51.4819 | -2.5389
9531324 | 362672.5 | 171345.7 | 51.4399 | -2.5384
9531441 | 362672.7 | 173661 | 51.4607 | -2.5387
621886527 | 362672.44 | 173729.12 | 51.4613 | -2.5387
9536584 | 362672.4 | 176968.2 | 51.4904 | -2.539
623449425 | 362674.52 | 172590.38 | 51.4511 | -2.5385
211811311 | 362675.8 | 173555.2 | 51.4597 | -2.5386
9531407 | 362676.04 | 173348.76 | 51.4579 | -2.5386
9531540 | 362676.03 | 174515.14 | 51.4684 | -2.5387
9536587 | 362676.65 | 176888.01 | 51.4897 | -2.539
9531365 | 362677.88 | 172286.66 | 51.4483 | -2.5385
9531293 | 362679.84 | 170282.87 | 51.4303 | -2.5382
352997153 | 362682.54 | 172286.06 | 51.4483 | -2.5384
578346033 | 362683.88 | 170676.63 | 51.4338 | -2.5382
9531413 | 362686 | 173435 | 51.4587 | -2.5385
629720539 | 362687.41 | 172572.31 | 51.4509 | -2.5384
9536499 | 362687.55 | 175423.1 | 51.4765 | -2.5387
525977143 | 362687 | 176000.4 | 51.4817 | -2.5387
9544299 | 362687.3 | 180482.6 | 51.522 | -2.5392
9543133 | 362690.6 | 168707.8 | 51.4161 | -2.5379
20942088 | 362691.89 | 172732.4 | 51.4523 | -2.5383
9544292 | 362691.7 | 180172.9 | 51.5192 | -2.5391
9543108 | 362692.3 | 168250.4 | 51.412 | -2.5378
9543150 | 362692.9 | 169894.8 | 51.4268 | -2.538
578468195 | 362692.3 | 176819.7 | 51.4891 | -2.5387
9531295 | 362693.7 | 170372.2 | 51.4311 | -2.538
9531367 | 362693.35 | 172357.93 | 51.449 | -2.5382
9536573 | 362695.07 | 176098.16 | 51.4826 | -2.5386
9531416 | 362697.13 | 173489.06 | 51.4591 | -2.5383
9536534 | 362698.6 | 175620.1 | 51.4783 | -2.5385
9543144 | 362699.7 | 168539.3 | 51.4146 | -2.5378
9531473 | 362699.3 | 173822.1 | 51.4621 | -2.5383
368332266 | 362699.55 | 175665.44 | 51.4787 | -2.5385
9531326 | 362700.6 | 171364.8 | 51.44 | -2.538
9531445 | 362700.09 | 173730.4 | 51.4613 | -2.5383
649170481 | 362700.99 | 178952.22 | 51.5083 | -2.5388
620823821 | 362700.12 | 181500.52 | 51.5312 | -2.5391
9536509 | 362703.8 | 175200.3 | 51.4745 | -2.5384
9536496 | 362704.25 | 175497.92 | 51.4772 | -2.5384
577272753 | 362705.63 | 175592.88 | 51.478 | -2.5384
9544300 | 362705.2 | 180453 | 51.5218 | -2.5389
9543131 | 362706.7 | 168792.2 | 51.4169 | -2.5377
9544312 | 362707.71 | 180505.12 | 51.5222 | -2.5389
21147215 | 362708.41 | 172779.12 | 51.4528 | -2.5381
9531346 | 362710.52 | 171718.03 | 51.4432 | -2.5379
9544287 | 362710.76 | 180015.37 | 51.5178 | -2.5388
9531360 | 362713.9 | 171501.2 | 51.4413 | -2.5379
9531440 | 362713.35 | 173691.05 | 51.461 | -2.5381
352997163 | 362713.48 | 173728.94 | 51.4613 | -2.5381
20942093 | 362717.83 | 172672 | 51.4518 | -2.5379
9531538 | 362717.2 | 174503.4 | 51.4683 | -2.5381
9531520 | 362719.29 | 174468.35 | 51.4679 | -2.5381
9536501 | 362719.14 | 175339.16 | 51.4758 | -2.5382
9531308 | 362720.9 | 170825.6 | 51.4352 | -2.5377
9531408 | 362720.9 | 173342.7 | 51.4578 | -2.538
640209970 | 362720.01 | 178967.52 | 51.5084 | -2.5386
9531438 | 362721 | 173622.5 | 51.4603 | -2.538
9531439 | 362723.81 | 173675.34 | 51.4608 | -2.538
9531328 | 362724.8 | 171445.4 | 51.4408 | -2.5377
638466304 | 362728.08 | 179016.72 | 51.5088 | -2.5384
41351613 | 362729.53 | 181511.05 | 51.5313 | -2.5387
610079613 | 362730.63 | 168591.02 | 51.4151 | -2.5373
9531327 | 362730.1 | 171419.9 | 51.4405 | -2.5376
20942098 | 362730.52 | 172643.16 | 51.4515 | -2.5377
630057514 | 362732.09 | 176638.37 | 51.4875 | -2.5381
622939936 | 362732.2 | 178772.7 | 51.5066 | -2.5384
9544293 | 362732.4 | 180220.8 | 51.5197 | -2.5385
9531412 | 362733.3 | 173430.3 | 51.4586 | -2.5378
9536512 | 362733.4 | 175024.1 | 51.4729 | -2.5379
9536508 | 362733.5 | 175113.92 | 51.4737 | -2.538
663649979 | 362734.63 | 176101.06 | 51.4826 | -2.538
352998446 | 362734.33 | 176635.05 | 51.4874 | -2.5381
614999636 | 362735.35 | 170138.52 | 51.429 | -2.5374
9544288 | 362737.88 | 180040.73 | 51.518 | -2.5384
578346026 | 362741.69 | 170613.78 | 51.4333 | -2.5374
9531350 | 362743.1 | 171568 | 51.4419 | -2.5374
9536588 | 362748.4 | 176872.7 | 51.4896 | -2.5379
9543114 | 362749.02 | 168468.57 | 51.414 | -2.537
9531314 | 362749.4 | 170902.3 | 51.4359 | -2.5373
352997173 | 362750.54 | 173966.06 | 51.4634 | -2.5376
9536621 | 362752.4 | 177003.1 | 51.4907 | -2.5379
28723178 | 362752.9 | 180361.94 | 51.5209 | -2.5382
20942108 | 362754.19 | 172563.97 | 51.4508 | -2.5374
9536589 | 362754.84 | 176747.16 | 51.4884 | -2.5378
615258128 | 362754.72 | 179135.87 | 51.5099 | -2.5381
20942103 | 362756.89 | 172587.45 | 51.451 | -2.5374
161765202 | 362757.5 | 176104.05 | 51.4827 | -2.5377
638466296 | 362759.48 | 179081.98 | 51.5094 | -2.538
9536541 | 362762 | 175997.99 | 51.4817 | -2.5376
9543115 | 362762.9 | 168394.1 | 51.4133 | -2.5368
9536498 | 362762.9 | 175470.7 | 51.477 | -2.5376
21147221 | 362766.03 | 172640.75 | 51.4515 | -2.5372
9544304 | 362767.7 | 180475.5 | 51.522 | -2.538
9536519 | 362769.9 | 175372.5 | 51.4761 | -2.5375
467992710 | 362770.64 | 175950.76 | 51.4813 | -2.5375
9536607 | 362771.29 | 176657.43 | 51.4876 | -2.5376
9543109 | 362772.84 | 168309.86 | 51.4126 | -2.5367
9536537 | 362776.79 | 175625.29 | 51.4783 | -2.5374
9536596 | 362776.94 | 176934.01 | 51.4901 | -2.5375
9543130 | 362782.8 | 168810.3 | 51.4171 | -2.5366
578346019 | 362783.78 | 170552.82 | 51.4327 | -2.5368
9531299 | 362784.1 | 170326 | 51.4307 | -2.5367
9531355 | 362784.04 | 171665.54 | 51.4427 | -2.5369
9531417 | 362785.2 | 173469.26 | 51.459 | -2.537
9536619 | 362785.77 | 177012.94 | 51.4908 | -2.5374
609144018 | 362786.15 | 168627.43 | 51.4154 | -2.5365
9531329 | 362787 | 171449.5 | 51.4408 | -2.5368
9536536 | 362787.26 | 175565.74 | 51.4778 | -2.5372
9531446 | 362791.7 | 173745.88 | 51.4614 | -2.537
606670314 | 362795.91 | 175368.83 | 51.476 | -2.5371
9531309 | 362796.8 | 170772.8 | 51.4347 | -2.5366
9536538 | 362796.99 | 175692.41 | 51.479 | -2.5371
9551661 | 362796.98 | 184295.71 | 51.5563 | -2.538
9531330 | 362798.9 | 171385.3 | 51.4402 | -2.5366
22685814 | 362798.09 | 172440.33 | 51.4497 | -2.5367
9544294 | 362798.2 | 180226.5 | 51.5197 | -2.5376
9536593 | 362799.9 | 176795.9 | 51.4889 | -2.5372
9536540 | 362800.8 | 175992.3 | 51.4817 | -2.5371
9543134 | 362805.5 | 168707.7 | 51.4162 | -2.5362
610079621 | 362807.78 | 168535.92 | 51.4146 | -2.5362
9531341 | 362807.88 | 171252.43 | 51.439 | -2.5365
535216600 | 362808.05 | 168125.63 | 51.4109 | -2.5361
25911110 | 362809.83 | 172383.86 | 51.4492 | -2.5366
23153499 | 362810.6 | 172465.66 | 51.4499 | -2.5366
9531529 | 362811.2 | 174979.4 | 51.4725 | -2.5368
9531454 | 362813.73 | 173661.69 | 51.4607 | -2.5367
9536620 | 362813.5 | 177026.2 | 51.4909 | -2.537
610561593 | 362814.86 | 168616.7 | 51.4153 | -2.5361
9531521 | 362814.45 | 174451.74 | 51.4678 | -2.5367
25911115 | 362815.5 | 172350.41 | 51.4489 | -2.5365
9531315 | 362816.13 | 170990.8 | 51.4367 | -2.5363
22698379 | 362817.56 | 172312.55 | 51.4486 | -2.5365
9536510 | 362817.45 | 175094.83 | 51.4736 | -2.5367
9531351 | 362818.9 | 171514.9 | 51.4414 | -2.5364
9531536 | 362819.9 | 174729.5 | 51.4703 | -2.5367
9531418 | 362821 | 173429.9 | 51.4586 | -2.5365
9536595 | 362821.9 | 176895.3 | 51.4898 | -2.5369
9544303 | 362821.98 | 180412.95 | 51.5214 | -2.5373
9536511 | 362822.36 | 175027.76 | 51.473 | -2.5367
9531535 | 362824.86 | 174727.7 | 51.4703 | -2.5366
219205528 | 362828.06 | 173589.06 | 51.46 | -2.5364
9536597 | 362829.47 | 176859.74 | 51.4894 | -2.5368
22492153 | 362830.14 | 172289.98 | 51.4484 | -2.5363
9536489 | 362832.81 | 175481.19 | 51.4771 | -2.5366
9543110 | 362833.2 | 168363.9 | 51.4131 | -2.5358
25911125 | 362834.12 | 172235.53 | 51.4479 | -2.5362
9544305 | 362834 | 180444.8 | 51.5217 | -2.5371
9543113 | 362836.9 | 168480.1 | 51.4141 | -2.5358
9536594 | 362838.2 | 176906.6 | 51.4899 | -2.5366
596704332 | 362840.08 | 175516.91 | 51.4774 | -2.5365
630199095 | 362843.9 | 176712 | 51.4881 | -2.5365
578346011 | 362845.08 | 170465.31 | 51.432 | -2.5359
9531296 | 362849.8 | 170388.9 | 51.4313 | -2.5358
9536515 | 362851 | 175189.4 | 51.4744 | -2.5363
9536542 | 362851 | 175626.9 | 51.4784 | -2.5363
172412415 | 362851.04 | 176023.07 | 51.4819 | -2.5364
610079356 | 362852.84 | 168762.81 | 51.4166 | -2.5356
9531340 | 362855.63 | 171180.08 | 51.4384 | -2.5358
9531310 | 362856.8 | 170700.5 | 51.4341 | -2.5357
33501858 | 362857.02 | 172835.58 | 51.4533 | -2.5359
161765207 | 362858.77 | 176108.29 | 51.4827 | -2.5363
9536618 | 362858.2 | 177078.8 | 51.4914 | -2.5364
486756412 | 362862.5 | 171600.7 | 51.4422 | -2.5357
632555695 | 362866.87 | 173747.78 | 51.4615 | -2.5359
9536553 | 362866.6 | 175930.6 | 51.4811 | -2.5361
9531336 | 362867.8 | 171324.1 | 51.4397 | -2.5356
9531359 | 362867.2 | 171563.3 | 51.4418 | -2.5357
9536514 | 362868.5 | 175149.8 | 51.4741 | -2.536
9531527 | 362869.5 | 174973.1 | 51.4725 | -2.536
190618322 | 362870.73 | 168435.15 | 51.4137 | -2.5353
611508641 | 362870.08 | 171419.64 | 51.4405 | -2.5356
9531447 | 362871.06 | 173740.17 | 51.4614 | -2.5358
632555686 | 362871.42 | 173747.54 | 51.4615 | -2.5358
632555648 | 362872 | 173744.22 | 51.4614 | -2.5358
211990766 | 362872.98 | 175417.98 | 51.4765 | -2.536
9536554 | 362875.31 | 175852.27 | 51.4804 | -2.536
9536617 | 362875.8 | 177052.6 | 51.4912 | -2.5361
9543112 | 362876.46 | 168477.51 | 51.4141 | -2.5352
9531448 | 362877.7 | 173740 | 51.4614 | -2.5357
9536521 | 362877.99 | 175444.54 | 51.4767 | -2.5359
9531523 | 362880.93 | 174434.29 | 51.4676 | -2.5358
579363152 | 362880.1 | 176785.1 | 51.4888 | -2.536
22771709 | 362881.35 | 172318.34 | 51.4486 | -2.5355
9531343 | 362883.7 | 171050 | 51.4372 | -2.5354
615168509 | 362883.8 | 173758.35 | 51.4616 | -2.5357
9536552 | 362884.8 | 175914 | 51.481 | -2.5359
178193297 | 362885.34 | 174557.91 | 51.4688 | -2.5357
9531316 | 362888.86 | 170960.3 | 51.4364 | -2.5353
22685809 | 362888.06 | 172428.42 | 51.4496 | -2.5354
9531455 | 362893.2 | 173658.1 | 51.4607 | -2.5355
9536557 | 362896.1 | 175510 | 51.4773 | -2.5357
9536613 | 362897.59 | 177020.7 | 51.4909 | -2.5358
25911105 | 362899.2 | 172411.08 | 51.4495 | -2.5353
22492076 | 362902.91 | 172256.43 | 51.4481 | -2.5352
9536513 | 362902.84 | 175069.85 | 51.4734 | -2.5355
9531457 | 362904.9 | 173551.5 | 51.4597 | -2.5353
9531311 | 362906.3 | 170629.4 | 51.4334 | -2.535
9531453 | 362907.63 | 173600.61 | 51.4602 | -2.5353
9536523 | 362910 | 175002.3 | 51.4728 | -2.5354
9536543 | 362909.2 | 175568.5 | 51.4778 | -2.5355
9531544 | 362910.75 | 174708.01 | 51.4701 | -2.5354
9543124 | 362911.98 | 168511.63 | 51.4144 | -2.5347
25911120 | 362911.86 | 172389.81 | 51.4493 | -2.5351
178193258 | 362911.77 | 174482.3 | 51.4681 | -2.5353
9536600 | 362911.09 | 176813.67 | 51.489 | -2.5356
9543126 | 362913.9 | 168837.1 | 51.4173 | -2.5347
609057064 | 362913.14 | 171375.35 | 51.4401 | -2.535
574104324 | 362915.21 | 170073.42 | 51.4284 | -2.5348
9536486 | 362915.76 | 175422.87 | 51.4765 | -2.5354
611508652 | 362916.44 | 171483.25 | 51.4411 | -2.5349
9536616 | 362920.5 | 177156.5 | 51.4921 | -2.5355
9536551 | 362921.3 | 175883.2 | 51.4807 | -2.5353
9536604 | 362922.42 | 176894.59 | 51.4898 | -2.5354
9543127 | 362923.11 | 168731.24 | 51.4164 | -2.5346
9531357 | 362925.6 | 171547 | 51.4417 | -2.5348
9536614 | 362926.4 | 177097.9 | 51.4916 | -2.5354
9531339 | 362927.01 | 171177.16 | 51.4384 | -2.5348
9531528 | 362927.7 | 174970.3 | 51.4725 | -2.5352
22492086 | 362928.51 | 172345.95 | 51.4489 | -2.5349
9536603 | 362928.2 | 176910.2 | 51.4899 | -2.5353
191438484 | 362929.16 | 168764.99 | 51.4167 | -2.5345
9536602 | 362929.34 | 176884.26 | 51.4897 | -2.5353
9536550 | 362930.8 | 175858 | 51.4805 | -2.5352
22698357 | 362932.93 | 172331.37 | 51.4487 | -2.5348
574323661 | 362932.48 | 172715.45 | 51.4522 | -2.5348
9543125 | 362934.6 | 168590.5 | 51.4151 | -2.5344
9531337 | 362934.1 | 171256.3 | 51.4391 | -2.5347
9536547 | 362936.96 | 175939.09 | 51.4812 | -2.5351
9531317 | 362938.1 | 170819.4 | 51.4351 | -2.5346
9531420 | 362941.28 | 173469.86 | 51.459 | -2.5348
191448506 | 362941.09 | 174517.31 | 51.4684 | -2.5349
9536599 | 362941.8 | 176787.1 | 51.4888 | -2.5351
9536548 | 362942.73 | 175892.85 | 51.4808 | -2.535
9536611 | 362942.69 | 177154.08 | 51.4921 | -2.5352
9536487 | 362944.8 | 175409.4 | 51.4764 | -2.535
9531390 | 362946.25 | 172846.39 | 51.4534 | -2.5347
9536516 | 362946.2 | 175002.4 | 51.4728 | -2.5349
576413217 | 362948.35 | 172799.88 | 51.453 | -2.5346
9531373 | 362951.2 | 172170.6 | 51.4473 | -2.5345
9536563 | 362952 | 176007.4 | 51.4818 | -2.5349
9536612 | 362952.6 | 177149.2 | 51.4921 | -2.535
161765215 | 362953.01 | 176106.67 | 51.4827 | -2.5349
9531298 | 362954.8 | 170466.3 | 51.432 | -2.5343
9531391 | 362954.6 | 172887 | 51.4537 | -2.5345
209827202 | 362954.3 | 173472.4 | 51.459 | -2.5346
9531450 | 362954.17 | 173697.03 | 51.461 | -2.5346
9531312 | 362957.8 | 170554.4 | 51.4328 | -2.5343
9531518 | 362957.17 | 174473.8 | 51.468 | -2.5347
550534258 | 362959.76 | 172770.44 | 51.4527 | -2.5345
9536622 | 362959.31 | 178386.59 | 51.5032 | -2.535
9531335 | 362960.11 | 171324.9 | 51.4397 | -2.5343
9551594 | 362960.7 | 189046.25 | 51.599 | -2.5362
9536601 | 362961.5 | 176838 | 51.4893 | -2.5349
9531333 | 362963.8 | 171405.61 | 51.4404 | -2.5343
9531449 | 362968.53 | 173722.99 | 51.4613 | -2.5344
9551593 | 362969.11 | 189908.47 | 51.6068 | -2.5361
9536562 | 362970.84 | 176058.77 | 51.4823 | -2.5346
9531526 | 362971.9 | 174962.1 | 51.4724 | -2.5345
209827079 | 362972.2 | 172845.3 | 51.4534 | -2.5343
9536606 | 362973.71 | 176919.88 | 51.49 | -2.5347
9536615 | 362973.83 | 177226.82 | 51.4928 | -2.5347
9552177 | 362973.93 | 181767.87 | 51.5336 | -2.5352
9536549 | 362975.5 | 175876.81 | 51.4806 | -2.5346
9536556 | 362976.2 | 175545 | 51.4776 | -2.5345
9536558 | 362979.68 | 175781.65 | 51.4798 | -2.5345
9536605 | 362979.8 | 176926.5 | 51.4901 | -2.5346
9536517 | 362982.87 | 175115.49 | 51.4738 | -2.5344
9531392 | 362985.22 | 172955.11 | 51.4544 | -2.5341
9536485 | 362985.27 | 175379.08 | 51.4762 | -2.5344
9531451 | 362986.3 | 173616.71 | 51.4603 | -2.5342
9536544 | 362986.4 | 175619.1 | 51.4783 | -2.5344
9536488 | 362987.2 | 175429.8 | 51.4766 | -2.5343
9531338 | 362989.26 | 171177.41 | 51.4384 | -2.5339
9536560 | 362989.2 | 176018.2 | 51.4819 | -2.5344
9531456 | 362990.24 | 173526.83 | 51.4595 | -2.5341
18258188 | 362990.85 | 174492.18 | 51.4682 | -2.5342
576517719 | 362993.85 | 174378.76 | 51.4672 | -2.5341
9531318 | 362995.1 | 170972.9 | 51.4365 | -2.5338
9536518 | 362995.7 | 175086 | 51.4735 | -2.5342
9536561 | 362996.12 | 176001.08 | 51.4817 | -2.5343
9546084 | 362997.34 | 170720.25 | 51.4343 | -2.5337
9531342 | 362998.4 | 171053 | 51.4373 | -2.5337
538785553 | 362998.29 | 172967.09 | 51.4545 | -2.5339
224469068 | 362998.28 | 175524.61 | 51.4775 | -2.5342
9551662 | 362998.15 | 184343.49 | 51.5567 | -2.5351
9536546 | 362999.63 | 175694.18 | 51.479 | -2.5342
9536647 | 363000.8 | 175318.91 | 51.4756 | -2.5341
9531723 | 363002.58 | 174491.87 | 51.4682 | -2.534
550534269 | 363003.08 | 172821.75 | 51.4532 | -2.5338
9536715 | 363003.24 | 175650.24 | 51.4786 | -2.5341
9531358 | 363004.02 | 171499.08 | 51.4413 | -2.5337
9531587 | 363004.1 | 172081.9 | 51.4465 | -2.5337
9545032 | 363004.35 | 175867.82 | 51.4805 | -2.5341
9531588 | 363005.56 | 172759.03 | 51.4526 | -2.5338
9531663 | 363006.9 | 173454 | 51.4588 | -2.5339
9531560 | 363008.2 | 170515.4 | 51.4324 | -2.5335
9531572 | 363010.99 | 171066.34 | 51.4374 | -2.5335
550534289 | 363011.04 | 172695.07 | 51.452 | -2.5337
43949999 | 363011.67 | 174752.89 | 51.4705 | -2.5339
9531564 | 363013.32 | 171237.69 | 51.4389 | -2.5335
9536782 | 363017.3 | 177191.9 | 51.4924 | -2.5341
9536648 | 363022.2 | 175359.8 | 51.476 | -2.5338
9535239 | 363022.75 | 190029.54 | 51.6079 | -2.5354
9531721 | 363023.5 | 174480.9 | 51.4681 | -2.5337
9536788 | 363024.14 | 177239.17 | 51.4929 | -2.534
9536717 | 363027.7 | 175559.5 | 51.4778 | -2.5338
9536712 | 363027.49 | 175834.38 | 51.4802 | -2.5338
11798866 | 363031.16 | 190032.69 | 51.6079 | -2.5352
9531777 | 363032.08 | 174519.46 | 51.4684 | -2.5336
11798832 | 363032.2 | 190036.5 | 51.6079 | -2.5352
9531620 | 363037.7 | 172891.1 | 51.4538 | -2.5333
9536763 | 363041.32 | 177289.95 | 51.4933 | -2.5338
640649224 | 363042 | 171101.5 | 51.4377 | -2.5331
9531563 | 363043.5 | 171425.84 | 51.4406 | -2.5331
9531592 | 363043.9 | 172656.6 | 51.4517 | -2.5332
9536680 | 363043.93 | 175948.08 | 51.4813 | -2.5336
9536761 | 363043.6 | 176849.4 | 51.4894 | -2.5337
9531645 | 363045 | 173192.2 | 51.4565 | -2.5333
161765223 | 363046.24 | 176089.35 | 51.4825 | -2.5336
9531545 | 363047.4 | 170060.3 | 51.4283 | -2.5329
73490594 | 363048.78 | 175726.32 | 51.4793 | -2.5335
9536720 | 363048.5 | 176261.13 | 51.4841 | -2.5335
9531714 | 363049.68 | 173701.62 | 51.4611 | -2.5333
9531792 | 363050.5 | 174934.01 | 51.4722 | -2.5334
632606173 | 363050.34 | 176141.68 | 51.483 | -2.5335
9536762 | 363054.2 | 176879.1 | 51.4896 | -2.5335
9531561 | 363055 | 170609.7 | 51.4333 | -2.5329
9536657 | 363056.5 | 175158.8 | 51.4742 | -2.5333
9543152 | 363057.2 | 168450 | 51.4139 | -2.5326
9535243 | 363057.92 | 194602.54 | 51.649 | -2.5353
352997263 | 363058.39 | 174048.04 | 51.4642 | -2.5332
9536784 | 363058.1 | 177135.11 | 51.4919 | -2.5335
9531665 | 363059.3 | 173335.1 | 51.4578 | -2.5331
9536800 | 363059.78 | 179560.91 | 51.5137 | -2.5337
9536660 | 363061.9 | 175067.91 | 51.4734 | -2.5332
9531565 | 363062.13 | 171324.61 | 51.4397 | -2.5328
9531724 | 363062.4 | 174299 | 51.4664 | -2.5331
9536678 | 363062.77 | 175329.97 | 51.4757 | -2.5332
9536679 | 363062.17 | 175954.44 | 51.4813 | -2.5333
9531776 | 363063.05 | 174531.39 | 51.4685 | -2.5331
117535393 | 363063.78 | 175417.02 | 51.4765 | -2.5332
352997258 | 363067.45 | 174291.9 | 51.4664 | -2.5331
9531775 | 363069.2 | 174548.7 | 51.4687 | -2.5331
9531701 | 363071.9 | 173710.8 | 51.4612 | -2.5329
9536721 | 363071.54 | 176333.33 | 51.4847 | -2.5332
9536730 | 363072.91 | 176016.26 | 51.4819 | -2.5332
624982993 | 363073.73 | 173662.76 | 51.4607 | -2.5329
9531722 | 363074.6 | 174441.4 | 51.4677 | -2.533
9543153 | 363076.6 | 168905.27 | 51.4179 | -2.5324
9536645 | 363077.03 | 175494.69 | 51.4772 | -2.533
9531702 | 363078.06 | 173788.16 | 51.4619 | -2.5329
629540233 | 363078.7 | 175559.4 | 51.4778 | -2.533
9531791 | 363079.88 | 174920.08 | 51.472 | -2.533
9531569 | 363081.09 | 171160.91 | 51.4382 | -2.5325
550534278 | 363082.43 | 172828.71 | 51.4532 | -2.5327
9531703 | 363082.9 | 173852 | 51.4624 | -2.5328
9531546 | 363083.4 | 170674.6 | 51.4339 | -2.5325
9531567 | 363083.84 | 171031.28 | 51.4371 | -2.5325
192153163 | 363083.6 | 173236.8 | 51.4569 | -2.5327
9536723 | 363089.4 | 176379.5 | 51.4851 | -2.533
9536732 | 363090.97 | 176063.74 | 51.4823 | -2.5329
667495285 | 363091.35 | 174694.42 | 51.47 | -2.5328
9536711 | 363093.4 | 175805 | 51.48 | -2.5328
9531621 | 363094.8 | 172950.9 | 51.4543 | -2.5325
9536785 | 363094.1 | 177124.4 | 51.4918 | -2.533
9536786 | 363094.83 | 177345.07 | 51.4938 | -2.533
9531562 | 363095.7 | 170782.1 | 51.4348 | -2.5323
9536649 | 363097.7 | 175311.5 | 51.4755 | -2.5327
9531733 | 363098.9 | 174084.7 | 51.4645 | -2.5326
9536719 | 363102 | 175840.14 | 51.4803 | -2.5327
9536783 | 363104.1 | 177198 | 51.4925 | -2.5328
9531672 | 363105.59 | 173400.48 | 51.4584 | -2.5324
9531774 | 363106.93 | 174570.16 | 51.4689 | -2.5325
9531558 | 363110.7 | 170946.8 | 51.4363 | -2.5321
9531547 | 363113.1 | 170730.8 | 51.4344 | -2.532
9531662 | 363113.7 | 173428.1 | 51.4586 | -2.5323
9536756 | 363113.4 | 176195.2 | 51.4835 | -2.5326
11916872 | 363116.1 | 175286.44 | 51.4753 | -2.5325
643488437 | 363119.01 | 171080.8 | 51.4375 | -2.532
9531731 | 363119.7 | 174083.5 | 51.4645 | -2.5323
9531555 | 363121.4 | 170900.1 | 51.4359 | -2.5319
9531699 | 363124.33 | 173705.92 | 51.4611 | -2.5322
677430817 | 363128.38 | 173156.72 | 51.4562 | -2.5321
9531790 | 363128.9 | 174958.2 | 51.4724 | -2.5323
9531773 | 363129.89 | 174576.78 | 51.4689 | -2.5322
9531696 | 363131.16 | 173788.33 | 51.4619 | -2.5321
184262713 | 363134.3 | 172895.14 | 51.4538 | -2.532
9536725 | 363134.8 | 176260.6 | 51.4841 | -2.5323
9536681 | 363136.1 | 175935.5 | 51.4812 | -2.5322
9536656 | 363137.36 | 175202.48 | 51.4746 | -2.5322
9531667 | 363138.85 | 173293.68 | 51.4574 | -2.5319
9531698 | 363139.04 | 173691.54 | 51.461 | -2.532
9536650 | 363139 | 175284.8 | 51.4753 | -2.5321
9536731 | 363139.3 | 176032.4 | 51.482 | -2.5322
9536789 | 363140 | 177003.3 | 51.4908 | -2.5323
550534297 | 363141.02 | 172659.48 | 51.4517 | -2.5318
9531622 | 363142 | 172737.2 | 51.4524 | -2.5318
9536659 | 363141.16 | 175113.08 | 51.4738 | -2.5321
9536658 | 363141.29 | 175156.58 | 51.4742 | -2.5321
9536722 | 363141.32 | 176391.82 | 51.4853 | -2.5322
9531700 | 363144.8 | 173698.13 | 51.461 | -2.5319
9536734 | 363144.77 | 176083.35 | 51.4825 | -2.5321
9536714 | 363145.42 | 175711.86 | 51.4791 | -2.5321
614234409 | 363146.15 | 172998.18 | 51.4548 | -2.5318
9531591 | 363147.6 | 172622.2 | 51.4514 | -2.5317
9531755 | 363149.6 | 174334.1 | 51.4668 | -2.5319
620848216 | 363151.93 | 173169.99 | 51.4563 | -2.5317
574365992 | 363152.68 | 172823.46 | 51.4532 | -2.5317
9531553 | 363156 | 170823.4 | 51.4352 | -2.5314
9531789 | 363155.91 | 174883.61 | 51.4717 | -2.5319
9536706 | 363156.1 | 175758.21 | 51.4796 | -2.5319
9544949 | 363157.48 | 174645.46 | 51.4696 | -2.5318
9531616 | 363158.9 | 172925.3 | 51.4541 | -2.5316
352997233 | 363158.74 | 173953.89 | 51.4633 | -2.5317
9531732 | 363159.3 | 174039.7 | 51.4641 | -2.5317
576649872 | 363161.7 | 174660.4 | 51.4697 | -2.5317
623878462 | 363161.73 | 177430.66 | 51.4946 | -2.532
620862304 | 363162.47 | 173066.89 | 51.4554 | -2.5316
9531617 | 363163.42 | 172998.77 | 51.4548 | -2.5315
614493258 | 363164.56 | 177429.11 | 51.4946 | -2.532
9531770 | 363166 | 174755 | 51.4706 | -2.5317
9531548 | 363166.6 | 170725 | 51.4343 | -2.5313
209827098 | 363166.5 | 173494.4 | 51.4592 | -2.5316
9531573 | 363167.5 | 171204 | 51.4386 | -2.5313
535216622 | 363168.48 | 168592.02 | 51.4151 | -2.531
9531734 | 363169.4 | 174145.4 | 51.4651 | -2.5316
9531559 | 363171.6 | 170968.2 | 51.4365 | -2.5312
9536651 | 363174.1 | 175261.8 | 51.4751 | -2.5316
359395267 | 363177.9 | 174235.45 | 51.4659 | -2.5315
162449148 | 363178.54 | 175824.8 | 51.4802 | -2.5316
9531549 | 363179.7 | 170672.61 | 51.4338 | -2.5311
9531570 | 363179.92 | 171120.18 | 51.4379 | -2.5311
9531712 | 363179.89 | 173973.96 | 51.4635 | -2.5314
337203867 | 363183.42 | 174554.74 | 51.4687 | -2.5314
9531550 | 363184.8 | 170716.4 | 51.4342 | -2.531
9531664 | 363184.8 | 173325.9 | 51.4577 | -2.5313
9531586 | 363185.3 | 172118.4 | 51.4468 | -2.5311
9535244 | 363186.26 | 194063.34 | 51.6442 | -2.5334
328371910 | 363187.06 | 186561.1 | 51.5767 | -2.5326
9531554 | 363188.33 | 170925.99 | 51.4361 | -2.531
9536728 | 363194.01 | 176242.54 | 51.4839 | -2.5314
544423108 | 363197.54 | 176305.96 | 51.4845 | -2.5314
205627429 | 363199.2 | 174248.2 | 51.466 | -2.5312
9531556 | 363200.1 | 170861.1 | 51.4355 | -2.5308
9536733 | 363200.3 | 176028.1 | 51.482 | -2.5313
9531741 | 363202.7 | 174316.1 | 51.4666 | -2.5311
9531793 | 363203.9 | 174946.1 | 51.4723 | -2.5312
9531695 | 363204.55 | 173801.56 | 51.462 | -2.531
9531639 | 363205.2 | 173129.7 | 51.4559 | -2.531
9536682 | 363206.6 | 175938.3 | 51.4812 | -2.5312
328371922 | 363208.24 | 186555.2 | 51.5767 | -2.5323
550534307 | 363209.93 | 172628.62 | 51.4514 | -2.5308
9536652 | 363212.88 | 175233.27 | 51.4749 | -2.5311
9531571 | 363213.47 | 171046.53 | 51.4372 | -2.5306
9531623 | 363213.7 | 172695.5 | 51.452 | -2.5308
616085350 | 363214.43 | 177219.89 | 51.4927 | -2.5313
9536661 | 363216.14 | 175103.87 | 51.4737 | -2.531
9531612 | 363218.5 | 172807.1 | 51.453 | -2.5307
9544950 | 363218.94 | 174604.95 | 51.4692 | -2.5309
9531557 | 363219.08 | 170777.61 | 51.4348 | -2.5305
9531629 | 363221.7 | 173008.6 | 51.4548 | -2.5307
9531628 | 363221.6 | 173299.4 | 51.4575 | -2.5307
9531767 | 363221.31 | 174732.6 | 51.4704 | -2.5309
9531769 | 363222.1 | 174755.7 | 51.4706 | -2.5309
9531618 | 363223.7 | 172871.9 | 51.4536 | -2.5307
9531752 | 363223.19 | 174076.47 | 51.4645 | -2.5308
30189074 | 363223.8 | 175288.02 | 51.4753 | -2.5309
9536707 | 363223.55 | 175748.42 | 51.4795 | -2.531
9531765 | 363224.64 | 174674.99 | 51.4698 | -2.5308
677430803 | 363225.2 | 173248.13 | 51.457 | -2.5307
9536757 | 363228.57 | 176157.68 | 51.4832 | -2.5309
9531697 | 363229.07 | 173683.61 | 51.4609 | -2.5307
614494985 | 363230.69 | 177202.82 | 51.4926 | -2.531
616085358 | 363230.08 | 177287.48 | 51.4933 | -2.531
674545581 | 363231.09 | 176523.24 | 51.4865 | -2.5309
616085339 | 363231.18 | 177368.37 | 51.4941 | -2.531
9531693 | 363232.25 | 173696.28 | 51.461 | -2.5306
337203861 | 363232.64 | 174542.9 | 51.4686 | -2.5307
9531615 | 363233.1 | 172867.9 | 51.4536 | -2.5305
9531713 | 363233.4 | 173968.2 | 51.4635 | -2.5306
9536694 | 363233.4 | 175854.2 | 51.4804 | -2.5308
352998476 | 363234.06 | 175750.35 | 51.4795 | -2.5308
616085287 | 363234.46 | 177512.72 | 51.4953 | -2.531
9531720 | 363235.18 | 174350.36 | 51.4669 | -2.5307
9550238 | 363236.39 | 182391.24 | 51.5392 | -2.5315
9531552 | 363238.5 | 170664.7 | 51.4338 | -2.5302
9531735 | 363238.5 | 174205.5 | 51.4656 | -2.5306
519283250 | 363238.27 | 175752.04 | 51.4795 | -2.5308
9531551 | 363240.3 | 170709.8 | 51.4342 | -2.5302
9536683 | 363242.8 | 175974.3 | 51.4815 | -2.5307
9536735 | 363242.31 | 176069.14 | 51.4824 | -2.5307
9531619 | 363243.4 | 172935.8 | 51.4542 | -2.5304
9531740 | 363243.8 | 174237.9 | 51.4659 | -2.5305
9536692 | 363243.65 | 175818.6 | 51.4801 | -2.5307
9536653 | 363246.3 | 175214.01 | 51.4747 | -2.5306
9531737 | 363247.4 | 174153.5 | 51.4651 | -2.5305
9531783 | 363247.43 | 174868.57 | 51.4716 | -2.5305
9536665 | 363248.17 | 175026.36 | 51.473 | -2.5305
9551501 | 363248.59 | 192693.3 | 51.6318 | -2.5324
673366364 | 363249.4 | 176313.51 | 51.4846 | -2.5307
353012931 | 363250.55 | 180371.46 | 51.5211 | -2.5311
9531768 | 363252 | 174738.4 | 51.4704 | -2.5304
9531624 | 363253.2 | 172741.3 | 51.4525 | -2.5302
9531754 | 363253.5 | 174021.9 | 51.464 | -2.5304
9531630 | 363254.2 | 173017.9 | 51.4549 | -2.5302
9536736 | 363255.9 | 176002 | 51.4818 | -2.5305
9531595 | 363258.4 | 172662.4 | 51.4517 | -2.5301
222270985 | 363260.24 | 173084.83 | 51.4555 | -2.5302
9536675 | 363268.6 | 175309.6 | 51.4755 | -2.5303
9547241 | 363269.45 | 175552.41 | 51.4777 | -2.5303
670346176 | 363272.87 | 176499.32 | 51.4862 | -2.5303
170817338 | 363274.58 | 175659.47 | 51.4787 | -2.5302
9531635 | 363276.69 | 173170.62 | 51.4563 | -2.5299
9531686 | 363276.1 | 173764.6 | 51.4616 | -2.53
9531736 | 363277.3 | 174119.7 | 51.4648 | -2.53
9536691 | 363277.46 | 175880.93 | 51.4807 | -2.5302
9531688 | 363278.2 | 173608.8 | 51.4602 | -2.53
340211977 | 363279.66 | 174583.81 | 51.469 | -2.53
632972557 | 363279.52 | 176274.54 | 51.4842 | -2.5302
616085369 | 363280.17 | 177273.3 | 51.4932 | -2.5303
9536798 | 363280.6 | 178305.9 | 51.5025 | -2.5304
670346182 | 363283.42 | 176433.64 | 51.4856 | -2.5302
9536695 | 363284.91 | 175726.15 | 51.4793 | -2.5301
9531690 | 363285.4 | 173534.3 | 51.4596 | -2.5298
9536664 | 363288 | 175084.5 | 51.4735 | -2.53
9536654 | 363287.75 | 175184.41 | 51.4744 | -2.53
616085331 | 363287.29 | 177411.49 | 51.4944 | -2.5302
9531668 | 363289.6 | 173068.2 | 51.4554 | -2.5297
646518729 | 363290.56 | 178302.85 | 51.5025 | -2.5303
9531694 | 363291.8 | 173835.4 | 51.4623 | -2.5298
9531785 | 363292 | 174947.4 | 51.4723 | -2.5299
9536655 | 363291.9 | 175238.7 | 51.4749 | -2.5299
209827089 | 363293.76 | 173422.14 | 51.4586 | -2.5297
674545629 | 363293.04 | 176376.57 | 51.4851 | -2.53
673366342 | 363295.26 | 176372.2 | 51.4851 | -2.53
356939777 | 363299.25 | 173106.5 | 51.4557 | -2.5296
616085380 | 363299.09 | 177339.34 | 51.4938 | -2.53
9531650 | 363302.1 | 173277.6 | 51.4573 | -2.5296
9531766 | 363302.6 | 174634.2 | 51.4695 | -2.5297
9536693 | 363302.16 | 175797.2 | 51.4799 | -2.5298
9531625 | 363303.8 | 172702.4 | 51.4521 | -2.5295
9531782 | 363305.06 | 174829.59 | 51.4712 | -2.5297
670346139 | 363306.46 | 176353.78 | 51.4849 | -2.5298
9531689 | 363308.67 | 173538.05 | 51.4596 | -2.5295
663625901 | 363309.3 | 176267.91 | 51.4842 | -2.5298
616085276 | 363309.95 | 177575.12 | 51.4959 | -2.5299
672511900 | 363310.62 | 176270.5 | 51.4842 | -2.5298
9531626 | 363312.6 | 172639.4 | 51.4515 | -2.5294
9531578 | 363316.74 | 172229.05 | 51.4479 | -2.5293
9531739 | 363317.44 | 174243.23 | 51.466 | -2.5295
9536662 | 363317.07 | 175116.37 | 51.4738 | -2.5296
9531634 | 363318.2 | 173236.2 | 51.4569 | -2.5293
470052973 | 363318.96 | 175923.87 | 51.4811 | -2.5296
9536742 | 363318.9 | 176116.6 | 51.4828 | -2.5296
9531692 | 363319.52 | 173687.96 | 51.461 | -2.5294
9536737 | 363320.35 | 176028.42 | 51.482 | -2.5296
9531648 | 363321.1 | 173290.1 | 51.4574 | -2.5293
9536666 | 363321.4 | 175166.4 | 51.4743 | -2.5295
9531611 | 363322.3 | 172822.9 | 51.4532 | -2.5292
9531738 | 363322.6 | 174171.3 | 51.4653 | -2.5294
9531719 | 363323 | 174342.3 | 51.4669 | -2.5294
632971999 | 363323.63 | 176211.67 | 51.4837 | -2.5296
9536703 | 363324.99 | 175671.62 | 51.4788 | -2.5295
614495458 | 363328.5 | 177231.4 | 51.4928 | -2.5296
267760992 | 363332.97 | 175619.63 | 51.4783 | -2.5294
267760966 | 363332.99 | 175716.4 | 51.4792 | -2.5294
9536795 | 363332 | 177579.3 | 51.496 | -2.5296
9531788 | 363333.3 | 174989.1 | 51.4727 | -2.5293
9531669 | 363335.89 | 173055.35 | 51.4553 | -2.5291
9531631 | 363340.88 | 173025.23 | 51.455 | -2.529
525970224 | 363340.8 | 175611.84 | 51.4783 | -2.5293
665599409 | 363340.7 | 175772.31 | 51.4797 | -2.5293
9531784 | 363341.39 | 174910.97 | 51.472 | -2.5292
614401777 | 363341.67 | 177638.2 | 51.4965 | -2.5295
9531576 | 363343.2 | 172118.5 | 51.4469 | -2.5289
609141326 | 363343.9 | 177387.22 | 51.4942 | -2.5294
9531761 | 363345.35 | 174647.19 | 51.4696 | -2.5291
9536676 | 363345.5 | 175378.2 | 51.4762 | -2.5292
9551500 | 363346.73 | 166973.56 | 51.4006 | -2.5283
9536755 | 363347.13 | 176475.26 | 51.486 | -2.5293
9531745 | 363350.7 | 174297.7 | 51.4664 | -2.529
9536745 | 363350.3 | 176119.8 | 51.4828 | -2.5292
616085323 | 363350.54 | 177451.19 | 51.4948 | -2.5293
9531691 | 363351.37 | 173505.68 | 51.4593 | -2.5289
9531715 | 363351.8 | 173747.9 | 51.4615 | -2.5289
9536799 | 363355.5 | 178405 | 51.5034 | -2.5293
9531657 | 363359.6 | 173452.4 | 51.4588 | -2.5288
352997278 | 363360.16 | 174649.56 | 51.4696 | -2.5289
9536754 | 363360.1 | 176417.5 | 51.4855 | -2.5291
9536667 | 363361.26 | 175136.57 | 51.474 | -2.5289
9535240 | 363361.51 | 190575.58 | 51.6128 | -2.5305
352997273 | 363363.24 | 174647.1 | 51.4696 | -2.5288
9531763 | 363363.2 | 174681.6 | 51.4699 | -2.5288
613303623 | 363363.07 | 190572 | 51.6128 | -2.5305
352997183 | 363365.35 | 173168.99 | 51.4563 | -2.5287
9535238 | 363365.72 | 190455.99 | 51.6117 | -2.5305
550534317 | 363366.61 | 172550.58 | 51.4507 | -2.5286
9531577 | 363367.4 | 172199 | 51.4476 | -2.5285
9531638 | 363367.02 | 173162.32 | 51.4562 | -2.5286
609992211 | 363367.96 | 173311.93 | 51.4576 | -2.5286
9531603 | 363368.9 | 172759 | 51.4526 | -2.5286
9536690 | 363368.3 | 175867.81 | 51.4806 | -2.5289
585615042 | 363369.26 | 177336 | 51.4938 | -2.529
352997198 | 363371.7 | 173093.09 | 51.4556 | -2.5286
9531673 | 363372 | 173088.4 | 51.4556 | -2.5285
9531762 | 363372.07 | 174676.35 | 51.4699 | -2.5287
9536760 | 363374.8 | 176510.5 | 51.4863 | -2.5289
9531660 | 363376.62 | 173440.17 | 51.4587 | -2.5285
9531687 | 363376.5 | 173823.8 | 51.4622 | -2.5286
9531742 | 363376.21 | 174216.79 | 51.4657 | -2.5286
9535241 | 363377.5 | 190571.9 | 51.6128 | -2.5303
9531637 | 363378.2 | 173070.81 | 51.4554 | -2.5285
609141334 | 363379.64 | 177333.86 | 51.4937 | -2.5289
9531746 | 363380.7 | 174149.8 | 51.4651 | -2.5285
110770263 | 363381.44 | 173825.53 | 51.4622 | -2.5285
663625802 | 363381.45 | 176316.27 | 51.4846 | -2.5288
9531608 | 363382.4 | 172972.2 | 51.4545 | -2.5284
9531649 | 363383.07 | 173355.1 | 51.458 | -2.5284
161764017 | 363385.21 | 175996.71 | 51.4817 | -2.5287
192399587 | 363386.55 | 172074.42 | 51.4465 | -2.5282
9531601 | 363386 | 172690.3 | 51.452 | -2.5283
670346131 | 363386.57 | 176369.16 | 51.4851 | -2.5287
616085304 | 363386.83 | 177529.32 | 51.4955 | -2.5288
613303650 | 363386.26 | 190587.71 | 51.6129 | -2.5302
9531599 | 363387.1 | 172604.5 | 51.4512 | -2.5283
9531781 | 363390.11 | 174800.86 | 51.471 | -2.5285
352998466 | 363390.56 | 175902.37 | 51.4809 | -2.5286
613303663 | 363390.16 | 190588.23 | 51.6129 | -2.5301
9531607 | 363391.4 | 172881.4 | 51.4537 | -2.5283
9531651 | 363391.5 | 173263.3 | 51.4572 | -2.5283
9536741 | 363392.94 | 176117.41 | 51.4828 | -2.5286
9536738 | 363392.3 | 176192.99 | 51.4835 | -2.5286
9531750 | 363395.48 | 174048.04 | 51.4642 | -2.5283
9536668 | 363397 | 175117.6 | 51.4738 | -2.5284
614495783 | 363397.5 | 177416.28 | 51.4945 | -2.5286
192303048 | 363397.45 | 188719.41 | 51.5961 | -2.5298
161763986 | 363398.97 | 175722.14 | 51.4793 | -2.5284
9531677 | 363399.7 | 173549.72 | 51.4597 | -2.5282
505989196 | 363399.02 | 174618.53 | 51.4693 | -2.5283
9536671 | 363400.5 | 175056.1 | 51.4733 | -2.5283
290117963 | 363400.92 | 180614.31 | 51.5232 | -2.5289
9531675 | 363402.44 | 173557.2 | 51.4598 | -2.5282
209827813 | 363404 | 172386.1 | 51.4493 | -2.528
9531656 | 363403.8 | 173463.8 | 51.459 | -2.5281
9531778 | 363403.6 | 174719.3 | 51.4702 | -2.5283
9531580 | 363404.29 | 172325.74 | 51.4487 | -2.528
9531685 | 363404.8 | 173720.6 | 51.4613 | -2.5282
9531743 | 363404.44 | 174277.82 | 51.4663 | -2.5282
9536677 | 363405.5 | 175431.8 | 51.4766 | -2.5283
285802155 | 363406.71 | 167056.35 | 51.4013 | -2.5274
9536686 | 363406.57 | 175939.22 | 51.4812 | -2.5284
616085402 | 363406.58 | 177405.16 | 51.4944 | -2.5285
357214785 | 363406.84 | 180587.06 | 51.523 | -2.5288
9531606 | 363407.4 | 172837.2 | 51.4533 | -2.528
9531680 | 363407.01 | 173640.98 | 51.4605 | -2.5281
352997203 | 363408.3 | 173509.68 | 51.4594 | -2.5281
9531756 | 363409.2 | 174167.7 | 51.4653 | -2.5281
9536705 | 363409.07 | 175509.72 | 51.4773 | -2.5283
606469809 | 363410.6 | 173305.27 | 51.4575 | -2.528
9531670 | 363412.5 | 173146.1 | 51.4561 | -2.528
352997208 | 363412.3 | 173509.74 | 51.4594 | -2.528
9550467 | 363413.23 | 167090.28 | 51.4017 | -2.5273
352997193 | 363413.23 | 173435.41 | 51.4587 | -2.528
9531718 | 363413.3 | 174348.4 | 51.4669 | -2.5281
9531751 | 363416.7 | 174045 | 51.4642 | -2.528
9531654 | 363419.57 | 173435.71 | 51.4587 | -2.5279
9536746 | 363419.2 | 176020.1 | 51.4819 | -2.5282
9550237 | 363419.72 | 182231.43 | 51.5378 | -2.5288
352997218 | 363421.2 | 173606.61 | 51.4602 | -2.5279
9536743 | 363421.7 | 176192.9 | 51.4835 | -2.5282
9536688 | 363422.91 | 175879.46 | 51.4807 | -2.5281
9536740 | 363423.4 | 176077.3 | 51.4825 | -2.5281
9531598 | 363424 | 172537.1 | 51.4506 | -2.5277
353013494 | 363424.21 | 174181.8 | 51.4654 | -2.5279
614495590 | 363424.12 | 177355.32 | 51.4939 | -2.5282
616085251 | 363424.49 | 177771.51 | 51.4977 | -2.5283
352997213 | 363425.2 | 173606.71 | 51.4602 | -2.5278
9536672 | 363426.1 | 175026.62 | 51.473 | -2.528
9531681 | 363427.9 | 173960.3 | 51.4634 | -2.5278
353013499 | 363427.32 | 174184.32 | 51.4654 | -2.5279
9531786 | 363427.42 | 174881.56 | 51.4717 | -2.5279
616346327 | 363427.32 | 177778.79 | 51.4978 | -2.5282
9535237 | 363429.69 | 190456.45 | 51.6117 | -2.5295
9531633 | 363430.3 | 173007.4 | 51.4549 | -2.5277
512437628 | 363430.17 | 180490.14 | 51.5221 | -2.5285
9536697 | 363431.38 | 175785.03 | 51.4798 | -2.528
9531632 | 363432.52 | 173018.02 | 51.455 | -2.5277
9531609 | 363433.31 | 172945.29 | 51.4543 | -2.5277
616085312 | 363433.9 | 177462 | 51.4949 | -2.5281
9531585 | 363435.1 | 172466.9 | 51.45 | -2.5276
9531653 | 363435.7 | 173445.2 | 51.4588 | -2.5277
353028738 | 363435.61 | 173741.51 | 51.4615 | -2.5277
9536687 | 363435.2 | 175952.5 | 51.4813 | -2.5279
352997228 | 363437.99 | 173736.22 | 51.4614 | -2.5277
9531684 | 363438.66 | 173743.01 | 51.4615 | -2.5277
468382299 | 363440.62 | 173741.62 | 51.4615 | -2.5276
9544355 | 363441.61 | 180382.11 | 51.5212 | -2.5283
9531749 | 363443.4 | 174092.9 | 51.4646 | -2.5276
9536699 | 363443.6 | 175786.6 | 51.4798 | -2.5278
18029946 | 363446.9 | 172525.3 | 51.4505 | -2.5274
9531674 | 363446.2 | 173510.7 | 51.4594 | -2.5275
9536753 | 363448.2 | 176448 | 51.4858 | -2.5278
9531779 | 363449 | 174744.9 | 51.4705 | -2.5276
9535242 | 363452.1 | 190622.9 | 51.6132 | -2.5292
9536748 | 363453.88 | 176227.32 | 51.4838 | -2.5277
9531744 | 363454.3 | 174293.7 | 51.4664 | -2.5275
9544951 | 363455.5 | 174917.5 | 51.472 | -2.5275
675012874 | 363455.33 | 176399.81 | 51.4854 | -2.5277
9531582 | 363456 | 172405.5 | 51.4494 | -2.5273
633532288 | 363459.86 | 176140.03 | 51.483 | -2.5276
9531760 | 363460.8 | 174726.4 | 51.4703 | -2.5275
9531597 | 363461.8 | 172544.67 | 51.4507 | -2.5272
292537415 | 363462 | 174777.31 | 51.4708 | -2.5274
94887548 | 363462.53 | 173203.5 | 51.4566 | -2.5273
9531671 | 363463.4 | 173074.1 | 51.4555 | -2.5272
9531787 | 363463.9 | 174939.2 | 51.4722 | -2.5274
9536673 | 363463.26 | 175175.88 | 51.4743 | -2.5275
9531683 | 363464.42 | 173841.77 | 51.4624 | -2.5273
255779348 | 363464.13 | 173897.14 | 51.4629 | -2.5273
616085243 | 363464.57 | 177877.96 | 51.4986 | -2.5277
9536670 | 363465.98 | 175061.29 | 51.4733 | -2.5274
9536749 | 363467 | 176317.6 | 51.4846 | -2.5275
505989207 | 363467.3 | 174567.1 | 51.4689 | -2.5273
9531748 | 363468.51 | 174006.07 | 51.4638 | -2.5273
9531676 | 363469 | 173605 | 51.4602 | -2.5272
9531600 | 363470.2 | 172631.3 | 51.4515 | -2.5271
672547594 | 363470.54 | 176366.63 | 51.4851 | -2.5275
9536759 | 363470 | 176554.4 | 51.4867 | -2.5275
9531602 | 363472.7 | 172713.8 | 51.4522 | -2.5271
9551579 | 363472.66 | 191914.32 | 51.6249 | -2.5291
9531678 | 363473.3 | 173658.7 | 51.4607 | -2.5272
9543151 | 363474.54 | 168415.86 | 51.4136 | -2.5266
222270702 | 363474.15 | 173254.59 | 51.4571 | -2.5271
9531759 | 363474.43 | 174767.83 | 51.4707 | -2.5273
9536751 | 363476.2 | 176377 | 51.4852 | -2.5274
9531747 | 363477.9 | 174223.5 | 51.4658 | -2.5272
9536700 | 363478.72 | 175719.1 | 51.4792 | -2.5273
9550469 | 363479.8 | 167081.24 | 51.4016 | -2.5264
9531610 | 363480.7 | 172890.3 | 51.4538 | -2.527
173100146 | 363480.52 | 175975.22 | 51.4815 | -2.5273
9531655 | 363481.45 | 173443.28 | 51.4588 | -2.527
541678869 | 363482.81 | 166939.25 | 51.4003 | -2.5263
352998461 | 363484.78 | 175975.91 | 51.4815 | -2.5272
209745328 | 363485.3 | 173665.5 | 51.4608 | -2.527
9536752 | 363485.3 | 176366 | 51.4851 | -2.5273
9531780 | 363487.2 | 174773.1 | 51.4707 | -2.5271
9536702 | 363487.9 | 175672.9 | 51.4788 | -2.5272
9531627 | 363488.4 | 172775.7 | 51.4528 | -2.5268
9531579 | 363489.53 | 172258.72 | 51.4481 | -2.5268
623832636 | 363489.11 | 177344.91 | 51.4939 | -2.5273
9812799 | 363489.09 | 180499.66 | 51.5222 | -2.5276
9531716 | 363490.31 | 173761.56 | 51.4616 | -2.5269
9536674 | 363490.74 | 175260.85 | 51.4751 | -2.5271
617667604 | 363490.11 | 176514.19 | 51.4864 | -2.5272
9536750 | 363491.55 | 176432.63 | 51.4857 | -2.5272
130468726 | 363491.31 | 189226.79 | 51.6007 | -2.5285
9536744 | 363495.5 | 176170.3 | 51.4833 | -2.5271
9531583 | 363497.15 | 172423.4 | 51.4496 | -2.5267
9531717 | 363498.71 | 174349.54 | 51.4669 | -2.5269
9531584 | 363499.8 | 172382.9 | 51.4492 | -2.5266
9536747 | 363499.48 | 176062.42 | 51.4823 | -2.527
9531984 | 363501.79 | 173923.04 | 51.4631 | -2.5268
41237743 | 363503.55 | 190637.16 | 51.6134 | -2.5285
9531574 | 363504.28 | 171989.48 | 51.4457 | -2.5265
9531865 | 363505.1 | 172043.3 | 51.4462 | -2.5265
37992672 | 363505.43 | 174717.68 | 51.4702 | -2.5268
9531864 | 363506.1 | 172054.5 | 51.4463 | -2.5265
9531957 | 363508.4 | 173431.71 | 51.4587 | -2.5266
9543818 | 363508.8 | 174861.6 | 51.4715 | -2.5268
9536886 | 363510.73 | 176007.43 | 51.4818 | -2.5269
9543817 | 363511.04 | 174850.15 | 51.4714 | -2.5267
9531867 | 363512.5 | 172969.15 | 51.4545 | -2.5265
9531913 | 363513.41 | 173040.12 | 51.4552 | -2.5265
9543776 | 363513.5 | 174059.9 | 51.4643 | -2.5266
353013489 | 363513.6 | 174337.62 | 51.4668 | -2.5266
353013484 | 363513.51 | 174341.6 | 51.4669 | -2.5266
9531944 | 363516.8 | 173335.8 | 51.4578 | -2.5265
535161222 | 363517.82 | 166864.04 | 51.3996 | -2.5258
9531860 | 363517.2 | 172494.5 | 51.4502 | -2.5264
9531873 | 363517.8 | 172806.1 | 51.4531 | -2.5264
9536802 | 363518.55 | 175348.04 | 51.4759 | -2.5267
21053610 | 363519.38 | 175598.58 | 51.4782 | -2.5267
9543773 | 363520.3 | 174225.3 | 51.4658 | -2.5265
616085235 | 363520.7 | 178030.32 | 51.5 | -2.5269
9550470 | 363521.6 | 167117.72 | 51.4019 | -2.5258
9531986 | 363521.61 | 173835.08 | 51.4623 | -2.5265
9531874 | 363522 | 172875.6 | 51.4537 | -2.5264
9531962 | 363522.36 | 173610.33 | 51.4603 | -2.5264
9531926 | 363523.09 | 173145.19 | 51.4561 | -2.5264
270981258 | 363525.47 | 169130.29 | 51.42 | -2.5259
9544401 | 363525.59 | 180875.45 | 51.5256 | -2.5272
9543816 | 363526.9 | 174857.9 | 51.4715 | -2.5265
9543774 | 363527.5 | 174136.5 | 51.465 | -2.5264
9536804 | 363527.88 | 175138.73 | 51.474 | -2.5265
9536801 | 363528.19 | 175379.58 | 51.4762 | -2.5265
505989214 | 363529.85 | 174502.45 | 51.4683 | -2.5264
9543815 | 363529.8 | 174751.3 | 51.4705 | -2.5265
9536840 | 363529.48 | 175920.89 | 51.4811 | -2.5266
9536883 | 363529.9 | 176176.7 | 51.4834 | -2.5266
614496194 | 363529.04 | 177322.2 | 51.4937 | -2.5267
9531854 | 363530.81 | 172349.31 | 51.4489 | -2.5262
9531891 | 363531.6 | 172692.5 | 51.452 | -2.5262
353001029 | 363531.95 | 174361.58 | 51.467 | -2.5264
644778360 | 363532.47 | 190410.83 | 51.6113 | -2.528
9531959 | 363533.4 | 173521.7 | 51.4595 | -2.5263
9531963 | 363533.5 | 173695 | 51.461 | -2.5263
9531985 | 363533.04 | 173980.92 | 51.4636 | -2.5263
353001039 | 363534.74 | 174099.45 | 51.4647 | -2.5263
353001034 | 363534.09 | 174103.39 | 51.4647 | -2.5263
9543767 | 363536.65 | 174349.89 | 51.4669 | -2.5263
9543831 | 363536.74 | 174942.81 | 51.4723 | -2.5264
9536835 | 363538.95 | 175010.88 | 51.4729 | -2.5264
9543819 | 363539.15 | 174937.11 | 51.4722 | -2.5263
9531829 | 363540.53 | 171970.4 | 51.4455 | -2.526
9535247 | 363540.8 | 190293.4 | 51.6103 | -2.5279
9531850 | 363541.36 | 172449 | 51.4498 | -2.5261
9543157 | 363545.61 | 169873.05 | 51.4267 | -2.5257
39858643 | 363546.27 | 190565.04 | 51.6127 | -2.5279
9531801 | 363547.6 | 170917.21 | 51.4361 | -2.5258
9531892 | 363548.8 | 172684.1 | 51.452 | -2.526
9535249 | 363548.48 | 190321.35 | 51.6105 | -2.5278
9531841 | 363552.1 | 172237.8 | 51.4479 | -2.5259
9544402 | 363553.45 | 180998.94 | 51.5267 | -2.5268
9535256 | 363553.44 | 190145.51 | 51.609 | -2.5277
9535246 | 363553.14 | 190193.58 | 51.6094 | -2.5277
39858600 | 363554.18 | 190598.18 | 51.613 | -2.5277
467897839 | 363555.76 | 178924.69 | 51.5081 | -2.5265
505989222 | 363558.26 | 174421.39 | 51.4676 | -2.526
9536803 | 363558.11 | 175225.3 | 51.4748 | -2.5261
9536982 | 363558.19 | 178533.24 | 51.5045 | -2.5264
9536914 | 363559.17 | 176377.53 | 51.4852 | -2.5262
36208242 | 363560.45 | 169133.09 | 51.42 | -2.5254
9536925 | 363561.9 | 176506.41 | 51.4863 | -2.5262
9531863 | 363562.1 | 172051.2 | 51.4463 | -2.5257
9543771 | 363562.9 | 174190.3 | 51.4655 | -2.5259
535216673 | 363563.7 | 169118.32 | 51.4199 | -2.5254
36208183 | 363563.11 | 169136.7 | 51.4201 | -2.5254
535395640 | 363564.57 | 169129.77 | 51.42 | -2.5254
9536892 | 363564.87 | 176238.3 | 51.4839 | -2.5261
9536915 | 363565.07 | 176325.29 | 51.4847 | -2.5261
9531853 | 363566.63 | 172361.85 | 51.4491 | -2.5257
670148586 | 363567.59 | 190187.24 | 51.6093 | -2.5275
535395683 | 363570.92 | 169144.19 | 51.4201 | -2.5253
9536852 | 363571.44 | 175775.01 | 51.4798 | -2.526
9536888 | 363571.46 | 176153.1 | 51.4831 | -2.526
9531987 | 363572.16 | 173776.71 | 51.4618 | -2.5257
9543782 | 363572.7 | 174015.9 | 51.4639 | -2.5258
9536838 | 363572.39 | 175985.7 | 51.4816 | -2.526
352998521 | 363572.93 | 176171.34 | 51.4833 | -2.526
352998506 | 363572.09 | 176343.06 | 51.4849 | -2.526
615738182 | 363572.15 | 178957.75 | 51.5084 | -2.5263
9536879 | 363573.06 | 176414.53 | 51.4855 | -2.526
352998511 | 363574.2 | 176346.24 | 51.4849 | -2.526
352998526 | 363576.87 | 176172 | 51.4833 | -2.5259
9550471 | 363577.04 | 167146.26 | 51.4022 | -2.525
41237669 | 363577.74 | 189317.17 | 51.6015 | -2.5273
9531875 | 363578.3 | 172723.2 | 51.4523 | -2.5255
634561293 | 363579.23 | 172906.79 | 51.454 | -2.5256
9543820 | 363579.99 | 174995.15 | 51.4727 | -2.5258
9531852 | 363581.3 | 172398.5 | 51.4494 | -2.5255
9543765 | 363581.2 | 174298.2 | 51.4665 | -2.5257
23406821 | 363581.5 | 176571.15 | 51.4869 | -2.5259
9531869 | 363582.6 | 172989.6 | 51.4547 | -2.5255
9531960 | 363582.2 | 173515.81 | 51.4594 | -2.5256
9535274 | 363582.1 | 190698.2 | 51.6139 | -2.5274
535175392 | 363583.48 | 178952.54 | 51.5083 | -2.5261
535216698 | 363584.26 | 169130.44 | 51.42 | -2.5251
9536935 | 363584.34 | 177454.85 | 51.4948 | -2.5259
535395664 | 363585.75 | 169133.27 | 51.42 | -2.5251
9531868 | 363585.73 | 172971.23 | 51.4545 | -2.5255
9536889 | 363585.4 | 176063.6 | 51.4823 | -2.5258
9531893 | 363586.1 | 172518.7 | 51.4505 | -2.5254
535216711 | 363587.92 | 169132.61 | 51.42 | -2.525
172631840 | 363587.9 | 176003.02 | 51.4818 | -2.5258
9531838 | 363588.1 | 172222.4 | 51.4478 | -2.5254
352998516 | 363588.51 | 175998.62 | 51.4818 | -2.5257
152116019 | 363589.26 | 173971.37 | 51.4635 | -2.5255
9536805 | 363589.31 | 175308.42 | 51.4756 | -2.5257
9536869 | 363589.18 | 175691.69 | 51.479 | -2.5257
9531894 | 363592.8 | 172587 | 51.4511 | -2.5253
9531964 | 363592.73 | 173604.05 | 51.4602 | -2.5254
9543775 | 363592.6 | 174106.1 | 51.4647 | -2.5255
9531927 | 363594.4 | 173192.8 | 51.4565 | -2.5254
9550004 | 363594.69 | 186281.12 | 51.5742 | -2.5267
9531830 | 363598.32 | 171966.18 | 51.4455 | -2.5252
9531866 | 363598.49 | 172048.3 | 51.4462 | -2.5252
363036820 | 363600.6 | 175136.99 | 51.474 | -2.5255
610742163 | 363600.75 | 175867 | 51.4806 | -2.5256
9543822 | 363601.2 | 174899.61 | 51.4719 | -2.5254
9531851 | 363603.7 | 172461.8 | 51.45 | -2.5252
616085206 | 363603.92 | 178203.28 | 51.5016 | -2.5258
9531965 | 363604.36 | 173719.7 | 51.4613 | -2.5253
163168590 | 363604.31 | 189661.93 | 51.6046 | -2.5269
42703852 | 363606.48 | 190478.84 | 51.6119 | -2.527
9543813 | 363607.3 | 174830.7 | 51.4713 | -2.5253
9531831 | 363608.3 | 171996.95 | 51.4458 | -2.525
21131558 | 363608.21 | 175354.32 | 51.476 | -2.5254
9543766 | 363609.2 | 174296.9 | 51.4665 | -2.5253
24009260 | 363610.72 | 176510.66 | 51.4864 | -2.5255
33477403 | 363610.17 | 176575.32 | 51.4869 | -2.5255
9544433 | 363611.87 | 189659.35 | 51.6046 | -2.5268
9543814 | 363613.5 | 174722.9 | 51.4703 | -2.5252
9543821 | 363613.04 | 174962.45 | 51.4724 | -2.5253
43708517 | 363614.79 | 190297.39 | 51.6103 | -2.5268
129196843 | 363615.58 | 189647.51 | 51.6045 | -2.5268
498962956 | 363616.76 | 189755.6 | 51.6054 | -2.5268
108519796 | 363616.41 | 190594.08 | 51.613 | -2.5269
9531872 | 363617.9 | 172775.7 | 51.4528 | -2.525
9543772 | 363618.5 | 174200.51 | 51.4656 | -2.5251
9535257 | 363619.52 | 190117.57 | 51.6087 | -2.5268
9532002 | 363621.84 | 173928.54 | 51.4631 | -2.5251
9544430 | 363622.91 | 189755.57 | 51.6054 | -2.5267
339391496 | 363623.83 | 173319.64 | 51.4577 | -2.525
9536806 | 363625.63 | 175337.99 | 51.4758 | -2.5251
9536975 | 363625.1 | 178034.8 | 51.5001 | -2.5254
9532001 | 363626.4 | 173946.8 | 51.4633 | -2.525
9543764 | 363626.2 | 174340.51 | 51.4669 | -2.525
9535248 | 363626.2 | 190291.1 | 51.6103 | -2.5267
43740955 | 363629.22 | 175905.48 | 51.4809 | -2.5251
9536890 | 363629.47 | 176058.18 | 51.4823 | -2.5252
353009888 | 363630.44 | 189794.45 | 51.6058 | -2.5266
9531945 | 363631.4 | 173395 | 51.4584 | -2.5249
363036809 | 363631.8 | 175231.74 | 51.4749 | -2.525
43708529 | 363631.81 | 189798.64 | 51.6058 | -2.5266
116390096 | 363633.75 | 190264.95 | 51.61 | -2.5266
9531890 | 363634.7 | 172646.6 | 51.4516 | -2.5247
9536881 | 363634.8 | 176367.6 | 51.4851 | -2.5251
108519030 | 363634.02 | 190508.8 | 51.6122 | -2.5266
9531914 | 363635.1 | 173143 | 51.4561 | -2.5248
9536893 | 363635.58 | 176181.68 | 51.4834 | -2.5251
9536884 | 363636.82 | 176267.96 | 51.4842 | -2.5251
621814181 | 363637.58 | 176311.6 | 51.4846 | -2.5251
492011696 | 363638.44 | 174406.58 | 51.4674 | -2.5249
9531912 | 363639.8 | 172696.1 | 51.4521 | -2.5247
108519196 | 363642.99 | 190424.53 | 51.6115 | -2.5265
9531990 | 363643.38 | 173914.46 | 51.463 | -2.5247
23406831 | 363645.77 | 176579.44 | 51.487 | -2.525
9531862 | 363647 | 172200.7 | 51.4476 | -2.5245
9531989 | 363646.8 | 173852.8 | 51.4625 | -2.5247
9531911 | 363647.1 | 172697 | 51.4521 | -2.5246
362499832 | 363647.67 | 173383.07 | 51.4582 | -2.5246
9531950 | 363647.63 | 173458.58 | 51.4589 | -2.5246
9543763 | 363647.7 | 174350.4 | 51.4669 | -2.5247
9531858 | 363648.7 | 172390.6 | 51.4493 | -2.5245
9546437 | 363649.76 | 172286.74 | 51.4484 | -2.5245
9543783 | 363651.4 | 174041.8 | 51.4642 | -2.5246
23406826 | 363654.37 | 176502.73 | 51.4863 | -2.5248
617642622 | 363654.64 | 178314.42 | 51.5026 | -2.525
9544413 | 363654.1 | 189862.16 | 51.6064 | -2.5262
9531924 | 363655.68 | 173029.08 | 51.4551 | -2.5245
9531822 | 363656.3 | 171673.8 | 51.4429 | -2.5243
9543832 | 363656.78 | 174943.93 | 51.4723 | -2.5247
9536853 | 363656.85 | 175742.52 | 51.4795 | -2.5247
9531895 | 363657.5 | 172550 | 51.4508 | -2.5244
616508404 | 363657.86 | 178314.45 | 51.5026 | -2.525
616085198 | 363658.71 | 178307.91 | 51.5025 | -2.525
363036797 | 363659.51 | 175317.47 | 51.4756 | -2.5246
9536839 | 363659.79 | 175995.13 | 51.4817 | -2.5247
9531915 | 363660.5 | 173153.8 | 51.4562 | -2.5244
9536891 | 363660.7 | 176117.6 | 51.4828 | -2.5247
119390285 | 363661.67 | 190010.06 | 51.6077 | -2.5261
9531840 | 363662.28 | 172282.68 | 51.4483 | -2.5243
278638488 | 363662.07 | 174455.21 | 51.4679 | -2.5245
9536832 | 363662.4 | 175037.75 | 51.4731 | -2.5246
9531951 | 363663 | 173453.1 | 51.4589 | -2.5244
9531947 | 363663.45 | 173480.8 | 51.4591 | -2.5244
9543812 | 363663 | 174770.7 | 51.4707 | -2.5245
9531981 | 363664.3 | 173674.3 | 51.4609 | -2.5244
9531983 | 363664.54 | 173773.54 | 51.4618 | -2.5244
161763966 | 363665.2 | 175670.23 | 51.4788 | -2.5246
9531946 | 363666.3 | 173471.8 | 51.459 | -2.5244
9531961 | 363666.9 | 173570.9 | 51.4599 | -2.5244
605285806 | 363667.52 | 174349.63 | 51.4669 | -2.5244
9544411 | 363667.66 | 189990.23 | 51.6076 | -2.5261
80380750 | 363668.76 | 190142.12 | 51.6089 | -2.5261
9531928 | 363669.82 | 173247.12 | 51.457 | -2.5243
9543781 | 363669.4 | 174085.5 | 51.4646 | -2.5244
9536974 | 363671.73 | 178081.8 | 51.5005 | -2.5248
9531839 | 363672.4 | 172085.7 | 51.4466 | -2.5241
23406836 | 363673.7 | 176568.48 | 51.4869 | -2.5246
9532003 | 363675.6 | 173612.2 | 51.4603 | -2.5242
353001049 | 363675.44 | 174125.42 | 51.4649 | -2.5243
353001044 | 363675.76 | 174129.1 | 51.465 | -2.5243
194140596 | 363675.41 | 174489.28 | 51.4682 | -2.5243
116582785 | 363675.54 | 190193.84 | 51.6094 | -2.526
9531871 | 363676.1 | 172796.4 | 51.453 | -2.5241
9536826 | 363676.38 | 175116.26 | 51.4738 | -2.5244
9543779 | 363678.1 | 174176.2 | 51.4654 | -2.5243
9536855 | 363678.6 | 175819.9 | 51.4802 | -2.5244
163987889 | 363680.18 | 190151.94 | 51.609 | -2.5259
9535259 | 363680.51 | 190156.75 | 51.6091 | -2.5259
9535253 | 363680.9 | 190338.91 | 51.6107 | -2.5259
9536856 | 363681.7 | 175864.4 | 51.4806 | -2.5244
614401332 | 363681.26 | 178175.86 | 51.5013 | -2.5246
337911366 | 363684.12 | 174581.38 | 51.469 | -2.5242
161700258 | 363685.5 | 176287 | 51.4844 | -2.5244
9535264 | 363687.53 | 190167.71 | 51.6092 | -2.5258
322502000 | 363688.4 | 174572.26 | 51.4689 | -2.5242
363036786 | 363688.36 | 175406.83 | 51.4764 | -2.5242
9543809 | 363690 | 174913.2 | 51.472 | -2.5242
337911372 | 363690.3 | 174518.38 | 51.4685 | -2.5241
9543811 | 363690.8 | 174857 | 51.4715 | -2.5242
11766252 | 363692.16 | 172765.46 | 51.4527 | -2.5239
9531855 | 363693.6 | 172464.6 | 51.45 | -2.5239
614401260 | 363693.83 | 178236.58 | 51.5019 | -2.5245
9543777 | 363697 | 174252.2 | 51.4661 | -2.524
9536906 | 363702.89 | 176043.82 | 51.4822 | -2.5241
9531807 | 363703.6 | 171342.1 | 51.4399 | -2.5236
9536936 | 363704.5 | 177313.2 | 51.4936 | -2.5242
9535275 | 363706.79 | 190740.58 | 51.6143 | -2.5256
9531991 | 363707.4 | 173912.75 | 51.463 | -2.5238
9536827 | 363707.81 | 175197.46 | 51.4746 | -2.5239
9531954 | 363708.69 | 173413.84 | 51.4585 | -2.5237
9535252 | 363708.08 | 190369.99 | 51.611 | -2.5255
9544428 | 363709.92 | 189728.58 | 51.6052 | -2.5254
9531988 | 363710.19 | 173818.91 | 51.4622 | -2.5238
9536808 | 363710.5 | 175358 | 51.476 | -2.5239
9544400 | 363713.8 | 180376.56 | 51.5211 | -2.5244
36898344 | 363713.96 | 190012.23 | 51.6078 | -2.5254
9531802 | 363716 | 171486.1 | 51.4412 | -2.5234
9536833 | 363716.4 | 175012.3 | 51.4729 | -2.5238
9536942 | 363716.8 | 177473.6 | 51.495 | -2.524
24009266 | 363717.25 | 176509.46 | 51.4864 | -2.5239
9531884 | 363718.3 | 172636.3 | 51.4515 | -2.5235
9543762 | 363718.28 | 174332.41 | 51.4668 | -2.5237
9536894 | 363718.69 | 176213.37 | 51.4837 | -2.5239
9543807 | 363719.3 | 174911 | 51.472 | -2.5237
9536905 | 363719.3 | 176119.75 | 51.4829 | -2.5239
9536828 | 363720.5 | 175236.1 | 51.4749 | -2.5238
9531883 | 363721.1 | 172723.2 | 51.4523 | -2.5235
9543780 | 363721.3 | 174121.7 | 51.4649 | -2.5236
9531922 | 363722.7 | 173081.9 | 51.4555 | -2.5235
9531921 | 363723.8 | 173002 | 51.4548 | -2.5235
9536854 | 363723.4 | 175767.5 | 51.4797 | -2.5238
9536882 | 363723 | 176379.3 | 51.4852 | -2.5238
9536809 | 363724.52 | 175280.39 | 51.4753 | -2.5237
9544429 | 363725 | 189710.92 | 51.605 | -2.5252
9536927 | 363726.88 | 176588.22 | 51.4871 | -2.5238
9531856 | 363728.4 | 172424.4 | 51.4496 | -2.5234
9531929 | 363728.8 | 173229.2 | 51.4569 | -2.5234
491972669 | 363728.59 | 176380.45 | 51.4852 | -2.5238
82025065 | 363731.83 | 189372.99 | 51.602 | -2.5251
9531811 | 363732.6 | 171107.3 | 51.4378 | -2.5232
9531823 | 363732.6 | 171759.6 | 51.4437 | -2.5232
9531948 | 363732.82 | 173487.21 | 51.4592 | -2.5234
616085187 | 363732.72 | 178407 | 51.5034 | -2.5239
221976310 | 363733.23 | 174476.33 | 51.4681 | -2.5235
9543810 | 363734.85 | 174894.12 | 51.4718 | -2.5235
9531819 | 363736.1 | 171626.7 | 51.4425 | -2.5232
9531930 | 363736.28 | 173223.71 | 51.4568 | -2.5233
9536971 | 363737.22 | 178148.28 | 51.5011 | -2.5238
40842735 | 363737.03 | 190275.51 | 51.6101 | -2.5251
9535251 | 363737.27 | 190313.44 | 51.6105 | -2.5251
9531966 | 363738.77 | 173584.5 | 51.4601 | -2.5233
9531809 | 363739.8 | 171156.3 | 51.4382 | -2.5231
9531805 | 363740.8 | 171410.9 | 51.4405 | -2.5231
9531896 | 363740.2 | 172533.3 | 51.4506 | -2.5232
615887982 | 363740.35 | 174683.2 | 51.4699 | -2.5234
9531907 | 363741.4 | 172836.6 | 51.4533 | -2.5232
615887960 | 363741.75 | 174687.38 | 51.47 | -2.5234
9536983 | 363741.3 | 179165.2 | 51.5102 | -2.5239
9544403 | 363741.08 | 181930.89 | 51.5351 | -2.5241
41237817 | 363741.96 | 189958.71 | 51.6073 | -2.525
37595378 | 363745.64 | 190152.07 | 51.609 | -2.5249
9531842 | 363746.3 | 172225.2 | 51.4478 | -2.5231
9543154 | 363747.18 | 168627.14 | 51.4155 | -2.5227
42616095 | 363748.64 | 176016.03 | 51.4819 | -2.5234
59667359 | 363748.71 | 190014.75 | 51.6078 | -2.5249
9531949 | 363751.2 | 173497.9 | 51.4593 | -2.5231
9536846 | 363751.4 | 175920.4 | 51.4811 | -2.5234
9536938 | 363751.82 | 177360.21 | 51.494 | -2.5235
9531885 | 363753.4 | 172611.5 | 51.4513 | -2.523
9543749 | 363753.4 | 174401.1 | 51.4674 | -2.5232
9536847 | 363753.74 | 175851.77 | 51.4804 | -2.5233
59667419 | 363753.22 | 190060.8 | 51.6082 | -2.5248
9531980 | 363754.72 | 173682.61 | 51.4609 | -2.5231
9531982 | 363754.46 | 173734.89 | 51.4614 | -2.5231
9531909 | 363756 | 172764.7 | 51.4527 | -2.523
9536843 | 363755.38 | 175993.9 | 51.4817 | -2.5233
614496002 | 363755.33 | 177371.09 | 51.4941 | -2.5235
9544408 | 363755.6 | 189443.5 | 51.6027 | -2.5247
261923635 | 363757.4 | 172150 | 51.4472 | -2.5229
322502023 | 363757.13 | 174501.07 | 51.4683 | -2.5232
161302234 | 363757.89 | 177367.68 | 51.4941 | -2.5234
615325465 | 363758.69 | 176230.3 | 51.4839 | -2.5233
9531887 | 363759.1 | 172518.1 | 51.4505 | -2.5229
9543805 | 363760.8 | 174995.4 | 51.4727 | -2.5232
20128116 | 363761.55 | 175527.07 | 51.4775 | -2.5232
9543750 | 363762.7 | 174337 | 51.4668 | -2.5231
9536829 | 363764.44 | 175088.68 | 51.4736 | -2.5231
43697081 | 363764.91 | 177357.3 | 51.494 | -2.5233
9543742 | 363766.1 | 174473.9 | 51.4681 | -2.523
9544415 | 363766.39 | 189859.87 | 51.6064 | -2.5246
9531806 | 363767.9 | 171333.1 | 51.4398 | -2.5227
9543785 | 363767.6 | 174020.2 | 51.464 | -2.523
622836238 | 363767.04 | 174764.25 | 51.4707 | -2.523
9543808 | 363767.21 | 174862.8 | 51.4716 | -2.523
616085168 | 363768.46 | 178498.57 | 51.5042 | -2.5234
9543806 | 363771 | 174972.7 | 51.4725 | -2.523
9536811 | 363771.5 | 175275.8 | 51.4753 | -2.523
161764002 | 363771.99 | 175686.52 | 51.479 | -2.5231
9550005 | 363772.24 | 186170.09 | 51.5732 | -2.5241
9531933 | 363775.1 | 173249.2 | 51.4571 | -2.5228
226985921 | 363775.69 | 173378.98 | 51.4582 | -2.5228
9551587 | 363776.18 | 191118.81 | 51.6177 | -2.5246
353009883 | 363777.57 | 189851.3 | 51.6063 | -2.5244
41237861 | 363777.94 | 189866.09 | 51.6065 | -2.5245
9531843 | 363778.5 | 172210 | 51.4477 | -2.5226
9536830 | 363779.4 | 175084 | 51.4736 | -2.5229
352998496 | 363780.06 | 175685.42 | 51.479 | -2.5229
9544421 | 363782.7 | 189768.3 | 51.6056 | -2.5244
9531821 | 363784.9 | 171534.2 | 51.4416 | -2.5225
9536875 | 363784.47 | 175784.08 | 51.4798 | -2.5229
9531952 | 363785.2 | 173416.1 | 51.4586 | -2.5226
9536868 | 363785.2 | 175691.5 | 51.479 | -2.5229
353013001 | 363786.84 | 175081.87 | 51.4735 | -2.5228
9543784 | 363787.4 | 174079.6 | 51.4645 | -2.5227
9531859 | 363788.8 | 172329.3 | 51.4488 | -2.5225
9531919 | 363789.05 | 173071.75 | 51.4555 | -2.5225
626773103 | 363789.51 | 176607.54 | 51.4872 | -2.5229
9536831 | 363790.45 | 175076.98 | 51.4735 | -2.5227
9536810 | 363790.4 | 175342.3 | 51.4759 | -2.5228
9531918 | 363792.7 | 173144.2 | 51.4561 | -2.5225
618667095 | 363793.11 | 174844.76 | 51.4714 | -2.5227
11798172 | 363793.71 | 175952.34 | 51.4814 | -2.5228
9536970 | 363793.2 | 178259 | 51.5021 | -2.523
353001054 | 363794.2 | 174848.44 | 51.4714 | -2.5227
194394362 | 363794.21 | 176665.97 | 51.4878 | -2.5228
9531994 | 363796.01 | 173986.51 | 51.4637 | -2.5225
9536937 | 363796.9 | 177276.5 | 51.4933 | -2.5229
614399269 | 363796.18 | 178364.99 | 51.503 | -2.523
617667561 | 363797.64 | 174661.65 | 51.4697 | -2.5226
352998536 | 363797.64 | 178264 | 51.5021 | -2.523
9536968 | 363798.3 | 178149.5 | 51.5011 | -2.5229
9544426 | 363798.19 | 189668.92 | 51.6047 | -2.5241
462043872 | 363798.13 | 189825.68 | 51.6061 | -2.5241
9536904 | 363799 | 176172.79 | 51.4833 | -2.5227
9535262 | 363799.63 | 190086.75 | 51.6084 | -2.5242
614400515 | 363800.37 | 178266.92 | 51.5022 | -2.5229
318125402 | 363800.08 | 178623.01 | 51.5054 | -2.523
194394385 | 363802.6 | 176542.9 | 51.4867 | -2.5227
9536944 | 363802.57 | 177040.77 | 51.4911 | -2.5228
116208933 | 363802.6 | 189312.68 | 51.6015 | -2.524
22421649 | 363802.64 | 190184.78 | 51.6093 | -2.5241
9531861 | 363803.4 | 172380 | 51.4492 | -2.5223
9536898 | 363804.3 | 176405.7 | 51.4854 | -2.5227
9536857 | 363805.53 | 175762.59 | 51.4796 | -2.5226
41237749 | 363805.17 | 190620.76 | 51.6132 | -2.5241
189190497 | 363806.13 | 178187.21 | 51.5015 | -2.5228
9543761 | 363807.36 | 174319.29 | 51.4667 | -2.5224
9543787 | 363807.6 | 174849.05 | 51.4714 | -2.5225
9531903 | 363809 | 172836.3 | 51.4533 | -2.5222
9536859 | 363809 | 175700.4 | 51.4791 | -2.5225
9531857 | 363809.5 | 172448.2 | 51.4499 | -2.5222
9543827 | 363809.83 | 174533.57 | 51.4686 | -2.5224
9531810 | 363810.8 | 171127.6 | 51.438 | -2.522
9531886 | 363810.3 | 172544.5 | 51.4507 | -2.5222
9531897 | 363810.6 | 172967.7 | 51.4545 | -2.5222
9536844 | 363811.1 | 175901.1 | 51.4809 | -2.5225
36110183 | 363811.07 | 190555.66 | 51.6127 | -2.524
9543778 | 363812.1 | 174183.33 | 51.4655 | -2.5223
83797454 | 363812.11 | 189335.4 | 51.6017 | -2.5239
425098860 | 363813.41 | 189340.24 | 51.6017 | -2.5239
9543743 | 363814 | 174447.9 | 51.4678 | -2.5223
616085176 | 363814.69 | 178425.93 | 51.5036 | -2.5227
9535276 | 363815.2 | 190799.53 | 51.6148 | -2.524
37474927 | 363815.87 | 192624.35 | 51.6313 | -2.5242
618894310 | 363816.53 | 172101.67 | 51.4467 | -2.5221
9532000 | 363816.13 | 173897.14 | 51.4629 | -2.5222
9536819 | 363816.2 | 175165.8 | 51.4743 | -2.5224
9536940 | 363817.01 | 177300.76 | 51.4935 | -2.5226
9543156 | 363818.92 | 169806.62 | 51.4261 | -2.5218
9531967 | 363818.77 | 173507.98 | 51.4594 | -2.5222
9531970 | 363818.8 | 173667.8 | 51.4608 | -2.5222
9536908 | 363819.72 | 176055.77 | 51.4823 | -2.5224
9531888 | 363821.3 | 172517.7 | 51.4505 | -2.522
9531803 | 363822.42 | 171483.06 | 51.4412 | -2.5219
9531825 | 363822.3 | 171974.8 | 51.4456 | -2.522
150923990 | 363822.86 | 190528.71 | 51.6124 | -2.5239
9531910 | 363823.5 | 172891 | 51.4538 | -2.522
545359759 | 363824.7 | 174253.18 | 51.4661 | -2.5222
9531877 | 363825.3 | 172735.4 | 51.4524 | -2.522
9544418 | 363825.9 | 189727.7 | 51.6052 | -2.5237
9531969 | 363826.8 | 173592.2 | 51.4601 | -2.5221
39896160 | 363826.47 | 191017.45 | 51.6168 | -2.5239
9531934 | 363827.7 | 173227.7 | 51.4569 | -2.522
9531820 | 363828.8 | 171658.2 | 51.4427 | -2.5218
13827885 | 363830.69 | 174213.1 | 51.4657 | -2.5221
9531876 | 363831.2 | 172719.2 | 51.4523 | -2.5219
9536864 | 363831.75 | 175841.32 | 51.4804 | -2.5222
253586858 | 363831.73 | 189400.78 | 51.6023 | -2.5236
9531992 | 363833.22 | 173810.16 | 51.4621 | -2.522
9543754 | 363833.8 | 174317.5 | 51.4667 | -2.522
9550239 | 363834.8 | 182139.32 | 51.537 | -2.5228
9536900 | 363836 | 176286.7 | 51.4844 | -2.5222
9544409 | 363835.99 | 189413.16 | 51.6024 | -2.5236
9543155 | 363837.27 | 169812.44 | 51.4262 | -2.5215
11797804 | 363837.24 | 170482.4 | 51.4322 | -2.5216
9536972 | 363838.3 | 178062.5 | 51.5003 | -2.5224
352997288 | 363840.67 | 171795.62 | 51.444 | -2.5217
352997283 | 363840.15 | 171799.4 | 51.444 | -2.5217
194394375 | 363840.9 | 176715.41 | 51.4882 | -2.5222
22421637 | 363840.53 | 190172.52 | 51.6092 | -2.5236
9551584 | 363842.83 | 191217.04 | 51.6186 | -2.5237
9543830 | 363843.2 | 174817.22 | 51.4712 | -2.5219
9543803 | 363844 | 174905.2 | 51.4719 | -2.5219
9536818 | 363844.2 | 175252.9 | 51.4751 | -2.522
9536848 | 363844.7 | 175987.7 | 51.4817 | -2.5221
491972653 | 363844.34 | 176483.91 | 51.4861 | -2.5221
353030086 | 363847.94 | 166579.54 | 51.3971 | -2.521
9536907 | 363848.07 | 176134.56 | 51.483 | -2.522
194394380 | 363848.65 | 176615.32 | 51.4873 | -2.5221
20148908 | 363849.78 | 172579.17 | 51.451 | -2.5216
9535286 | 363849.88 | 190701.96 | 51.614 | -2.5235
9531968 | 363850.68 | 173507.2 | 51.4594 | -2.5217
9543758 | 363850.02 | 174054.23 | 51.4643 | -2.5218
506169772 | 363850.03 | 174278.1 | 51.4663 | -2.5218
9536820 | 363850.39 | 175016.6 | 51.4729 | -2.5219
9536979 | 363850.8 | 178807.5 | 51.507 | -2.5223
39896155 | 363850.24 | 190955.99 | 51.6163 | -2.5235
9543828 | 363851.8 | 174529.4 | 51.4686 | -2.5218
9543804 | 363851.5 | 174977.2 | 51.4726 | -2.5218
9531932 | 363852.3 | 173212.2 | 51.4567 | -2.5217
9544994 | 363852.3 | 175557.4 | 51.4778 | -2.5219
9543797 | 363853.8 | 174708.8 | 51.4702 | -2.5218
9531917 | 363854.6 | 173143.3 | 51.4561 | -2.5216
9543741 | 363854.2 | 174493.7 | 51.4682 | -2.5218
9536909 | 363855.6 | 176114.2 | 51.4828 | -2.5219
9536964 | 363856.8 | 178169.1 | 51.5013 | -2.5221
9544404 | 363856.79 | 189483.69 | 51.603 | -2.5233
9531936 | 363857.15 | 173331.86 | 51.4578 | -2.5216
639771946 | 363857.7 | 176350.7 | 51.4849 | -2.5219
48519295 | 363857.32 | 190682.19 | 51.6138 | -2.5234
9544419 | 363858.62 | 189746.26 | 51.6054 | -2.5233
352997293 | 363859.03 | 173258.03 | 51.4571 | -2.5216
352997298 | 363859.7 | 173261.97 | 51.4572 | -2.5216
9536845 | 363860.3 | 175927.9 | 51.4811 | -2.5218
9551504 | 363862.05 | 193503.88 | 51.6392 | -2.5236
9531938 | 363865.8 | 173215.8 | 51.4568 | -2.5215
9531931 | 363865.36 | 173299 | 51.4575 | -2.5215
9531804 | 363867.1 | 171496.6 | 51.4413 | -2.5213
619808366 | 363867.9 | 173046.1 | 51.4552 | -2.5214
9543801 | 363867.3 | 174842.5 | 51.4714 | -2.5216
614399172 | 363867.11 | 178395.17 | 51.5033 | -2.522
9531889 | 363868.7 | 172551.2 | 51.4508 | -2.5214
9531899 | 363868.6 | 172890.8 | 51.4538 | -2.5214
9536963 | 363868.1 | 178220.7 | 51.5018 | -2.5219
9531812 | 363869.31 | 171087.77 | 51.4376 | -2.5212
9531904 | 363870.8 | 172751.7 | 51.4526 | -2.5213
9531902 | 363871 | 172817.5 | 51.4532 | -2.5213
9531993 | 363870.2 | 173937.7 | 51.4632 | -2.5215
567303802 | 363870.4 | 175065 | 51.4734 | -2.5216
9536817 | 363872.4 | 175341.4 | 51.4759 | -2.5216
9536858 | 363872.47 | 175690.16 | 51.479 | -2.5216
535912831 | 363873.96 | 169737.37 | 51.4255 | -2.521
35689004 | 363874.53 | 190250.93 | 51.6099 | -2.5231
9531844 | 363875.5 | 172423.8 | 51.4496 | -2.5212
9531939 | 363876.7 | 173278.1 | 51.4573 | -2.5213
617667569 | 363876.05 | 174634.45 | 51.4695 | -2.5215
535912808 | 363877.97 | 169733.85 | 51.4254 | -2.5209
535395625 | 363877.96 | 169739.16 | 51.4255 | -2.5209
9536943 | 363879.51 | 177037.88 | 51.4911 | -2.5217
82024956 | 363879.32 | 189315.35 | 51.6015 | -2.5229
9536862 | 363880.8 | 175727.7 | 51.4793 | -2.5215
11797833 | 363881.39 | 170460.64 | 51.432 | -2.521
9543759 | 363881.9 | 174060.81 | 51.4644 | -2.5213
615102844 | 363881.83 | 178345.52 | 51.5029 | -2.5218
9531906 | 363882.6 | 172676.6 | 51.4519 | -2.5212
9536912 | 363882.08 | 176209.4 | 51.4837 | -2.5215
340059433 | 363883.39 | 174803.31 | 51.471 | -2.5214
9531826 | 363884.57 | 171873.9 | 51.4447 | -2.5211
9531956 | 363884.7 | 173051.2 | 51.4553 | -2.5212
9531935 | 363884.4 | 173413.9 | 51.4585 | -2.5212
630197576 | 363884.52 | 174183.48 | 51.4655 | -2.5213
9551588 | 363884.13 | 191333.78 | 51.6197 | -2.5231
9531916 | 363885.1 | 173110.4 | 51.4558 | -2.5212
630197563 | 363885.06 | 174200.12 | 51.4656 | -2.5213
9531799 | 363887.78 | 170626.13 | 51.4335 | -2.5209
9531796 | 363887.1 | 170970.5 | 51.4366 | -2.5209
9543745 | 363888.6 | 174484.6 | 51.4682 | -2.5213
9536860 | 363888.97 | 175802.78 | 51.48 | -2.5214
9551582 | 363888.22 | 191042.5 | 51.617 | -2.523
9543760 | 363889.6 | 174006.1 | 51.4639 | -2.5212
9543755 | 363890.2 | 174154.5 | 51.4652 | -2.5212
41237855 | 363890.66 | 190013.44 | 51.6078 | -2.5228
41237732 | 363890.84 | 190982.51 | 51.6165 | -2.5229
9535285 | 363891.44 | 190900.54 | 51.6158 | -2.5229
9543786 | 363892.7 | 174246 | 51.466 | -2.5212
9543751 | 363893.8 | 174334.8 | 51.4668 | -2.5212
9531795 | 363894.3 | 170975.3 | 51.4366 | -2.5208
9531972 | 363894.65 | 173714.35 | 51.4612 | -2.5211
9543744 | 363894.16 | 174419.94 | 51.4676 | -2.5212
9531882 | 363897.41 | 172509.42 | 51.4504 | -2.5209
9544427 | 363897.42 | 189612.11 | 51.6042 | -2.5227
37595408 | 363897.28 | 190417.36 | 51.6114 | -2.5228
633905938 | 363899.6 | 173123.4 | 51.4559 | -2.521
9543825 | 363900.1 | 174511.6 | 51.4684 | -2.5211
9536910 | 363901.52 | 176107.19 | 51.4828 | -2.5212
9536934 | 363901.2 | 176530.6 | 51.4866 | -2.5213
9536814 | 363903 | 175436.5 | 51.4767 | -2.5211
9536899 | 363902.6 | 176442.9 | 51.4858 | -2.5213
9543792 | 363903.4 | 174587 | 51.4691 | -2.5211
9531846 | 363905 | 172378.1 | 51.4492 | -2.5208
34914798 | 363906.23 | 169189.27 | 51.4206 | -2.5205
9536961 | 363906.61 | 178292.87 | 51.5024 | -2.5214
635001471 | 363906.64 | 191569.43 | 51.6218 | -2.5228
9531879 | 363907.77 | 172584.43 | 51.4511 | -2.5208
9536821 | 363908.94 | 175029.95 | 51.4731 | -2.521
194394370 | 363909.2 | 176653.6 | 51.4877 | -2.5212
9531971 | 363910.63 | 173658.99 | 51.4607 | -2.5209
9531798 | 363911.1 | 170609.8 | 51.4333 | -2.5205
50341986 | 363911.05 | 172272.79 | 51.4483 | -2.5207
9543753 | 363911.66 | 174318.11 | 51.4667 | -2.5209
9543824 | 363911.8 | 174531.1 | 51.4686 | -2.5209
9531996 | 363912.79 | 173918.76 | 51.4631 | -2.5209
9551581 | 363912.92 | 191146.49 | 51.618 | -2.5226
667010235 | 363914.03 | 169690.78 | 51.4251 | -2.5204
9536989 | 363914.5 | 179554.1 | 51.5138 | -2.5214
9531878 | 363915.5 | 172577.7 | 51.451 | -2.5207
9531824 | 363917 | 171769.3 | 51.4438 | -2.5206
9531898 | 363916.61 | 172962.26 | 51.4545 | -2.5207
9531835 | 363918.4 | 172173.8 | 51.4474 | -2.5206
622581175 | 363918.05 | 172373.32 | 51.4492 | -2.5206
547585688 | 363918.29 | 189872.72 | 51.6065 | -2.5224
9531995 | 363919.6 | 173831.46 | 51.4623 | -2.5208
9543802 | 363919 | 174939.1 | 51.4723 | -2.5209
9536965 | 363919.6 | 178185.7 | 51.5014 | -2.5212
9544425 | 363920.52 | 189614.08 | 51.6042 | -2.5224
9531848 | 363921.71 | 172440.61 | 51.4498 | -2.5206
9531937 | 363921.8 | 173184.7 | 51.4565 | -2.5207
9551586 | 363921.06 | 191109.59 | 51.6176 | -2.5225
9543829 | 363922 | 174768.4 | 51.4707 | -2.5208
617656613 | 363922.75 | 176317.96 | 51.4846 | -2.521
9544399 | 363922.2 | 180448.3 | 51.5218 | -2.5214
162631401 | 363923.45 | 178370.43 | 51.5031 | -2.5212
162631396 | 363923.72 | 178377.33 | 51.5032 | -2.5212
402212522 | 363923.91 | 189300.96 | 51.6014 | -2.5223
9543756 | 363925.1 | 174069.8 | 51.4644 | -2.5207
9543793 | 363925.96 | 174673.96 | 51.4699 | -2.5208
162631406 | 363925.79 | 178363.22 | 51.503 | -2.5211
353027018 | 363925.38 | 178373.64 | 51.5031 | -2.5211
9531849 | 363926.12 | 172497.96 | 51.4503 | -2.5205
9531942 | 363926.2 | 173469.3 | 51.459 | -2.5206
9536872 | 363926.33 | 175604.81 | 51.4782 | -2.5208
365488265 | 363926.12 | 178378.34 | 51.5032 | -2.5211
9536824 | 363927.9 | 175031 | 51.4731 | -2.5208
9531900 | 363929 | 172858.4 | 51.4535 | -2.5205
9536815 | 363930.8 | 175376.5 | 51.4762 | -2.5208
26084915 | 363930.32 | 176729.63 | 51.4884 | -2.5209
9531973 | 363931.17 | 173518.01 | 51.4595 | -2.5205
9536873 | 363931.5 | 175523.7 | 51.4775 | -2.5208
35688987 | 363931.18 | 190124.49 | 51.6088 | -2.5223
9531901 | 363933 | 172799.1 | 51.453 | -2.5204
9536919 | 363933.3 | 176880.1 | 51.4897 | -2.5209
9544434 | 363933.3 | 189537.9 | 51.6035 | -2.5222
9544424 | 363934.06 | 189687.88 | 51.6049 | -2.5222
9535284 | 363934.68 | 190964.89 | 51.6163 | -2.5223
9531814 | 363935.9 | 171061.7 | 51.4374 | -2.5202
9536973 | 363935.2 | 178022.7 | 51.5 | -2.521
9531817 | 363936.5 | 171236.1 | 51.439 | -2.5202
9531905 | 363937.3 | 172743.71 | 51.4525 | -2.5204
9543746 | 363937.1 | 174423.3 | 51.4676 | -2.5206
497451372 | 363937.97 | 189929.24 | 51.607 | -2.5221
9536823 | 363938.8 | 175045.4 | 51.4732 | -2.5206
50342030 | 363939.86 | 172309.73 | 51.4486 | -2.5203
9543800 | 363940.13 | 174881.7 | 51.4717 | -2.5206
9536849 | 363941.3 | 175891 | 51.4808 | -2.5206
40814803 | 363942.9 | 189814.27 | 51.606 | -2.5221
352997303 | 363944.69 | 173824.28 | 51.4622 | -2.5204
34633500 | 363944.6 | 175983.45 | 51.4816 | -2.5206
9536863 | 363945.6 | 175717.3 | 51.4793 | -2.5206
9536918 | 363946.5 | 176974 | 51.4906 | -2.5207
9535280 | 363946.84 | 190755.96 | 51.6145 | -2.5221
9531940 | 363947.5 | 173264.3 | 51.4572 | -2.5203
9536913 | 363949.1 | 176231.7 | 51.4839 | -2.5206
9551583 | 363949.9 | 191155.92 | 51.6181 | -2.5221
9549757 | 363951.79 | 179355.25 | 51.512 | -2.5209
9531797 | 363952.4 | 170675.7 | 51.4339 | -2.52
613303511 | 363953.62 | 190907.71 | 51.6158 | -2.522
179559674 | 363954.93 | 173753.37 | 51.4616 | -2.5202
9531978 | 363954.5 | 173768.5 | 51.4617 | -2.5202
9543794 | 363954.13 | 174763.54 | 51.4707 | -2.5203
9536962 | 363954 | 178213 | 51.5017 | -2.5207
9531975 | 363955.63 | 173520.33 | 51.4595 | -2.5202
9531999 | 363955.35 | 173985.71 | 51.4637 | -2.5202
9536932 | 363955.3 | 176617.6 | 51.4873 | -2.5205
497451378 | 363955.11 | 189871.11 | 51.6065 | -2.5219
9535278 | 363956.92 | 190629.46 | 51.6133 | -2.5219
9551580 | 363957.52 | 191258.77 | 51.619 | -2.522
618994110 | 363958.33 | 172047.61 | 51.4463 | -2.52
9531836 | 363958.6 | 172223.4 | 51.4478 | -2.52
9531977 | 363958.5 | 173751.1 | 51.4616 | -2.5202
9543748 | 363958.9 | 174453.5 | 51.4679 | -2.5203
9536978 | 363958.6 | 178978.5 | 51.5086 | -2.5207
9531941 | 363960.91 | 173348.22 | 51.458 | -2.5201
9531997 | 363960.5 | 173695.9 | 51.4611 | -2.5201
9544420 | 363960.48 | 189744.12 | 51.6054 | -2.5218
9536903 | 363961.7 | 176380.2 | 51.4852 | -2.5204
214142366 | 363962.1 | 171938.5 | 51.4453 | -2.5199
9536966 | 363962.99 | 178131.75 | 51.501 | -2.5206
188935445 | 363962.64 | 178279.9 | 51.5023 | -2.5206
9536941 | 363963.56 | 177099.11 | 51.4917 | -2.5205
51798383 | 363963.13 | 182672.83 | 51.5418 | -2.521
35690072 | 363963.34 | 190137.55 | 51.6089 | -2.5218
9531974 | 363964.69 | 173609.59 | 51.4603 | -2.5201
9543823 | 363964.9 | 174532.7 | 51.4686 | -2.5202
9536988 | 363968.8 | 179251.9 | 51.511 | -2.5206
9531998 | 363969.73 | 173906.25 | 51.463 | -2.52
9531925 | 363970.4 | 173106 | 51.4558 | -2.5199
9536851 | 363970.9 | 175897.2 | 51.4809 | -2.5202
9544405 | 363971.31 | 189380.55 | 51.6021 | -2.5216
9543757 | 363972.6 | 174130.51 | 51.465 | -2.52
9536896 | 363972.1 | 176490.6 | 51.4862 | -2.5203
9536922 | 363972.1 | 176727.5 | 51.4883 | -2.5203
9531816 | 363973.59 | 171283.19 | 51.4394 | -2.5197
9536865 | 363973.9 | 175694.3 | 51.479 | -2.5202
622258626 | 363975.51 | 173452.21 | 51.4589 | -2.5199
9536916 | 363975.5 | 176921.5 | 51.4901 | -2.5203
639773624 | 363975.4 | 179079 | 51.5095 | -2.5205
9544422 | 363976.01 | 189622.68 | 51.6043 | -2.5216
9536920 | 363977.1 | 176830.6 | 51.4893 | -2.5202
9535282 | 363977.04 | 190899.87 | 51.6158 | -2.5217
9531813 | 363978.5 | 171155 | 51.4382 | -2.5196
9536861 | 363978.38 | 175780.15 | 51.4798 | -2.5201
9536911 | 363978.78 | 176153.81 | 51.4832 | -2.5201
112013445 | 363978.91 | 176252.57 | 51.4841 | -2.5202
9543798 | 363979.4 | 174831.5 | 51.4713 | -2.52
9536933 | 363979.8 | 176553.2 | 51.4868 | -2.5202
9531880 | 363984.39 | 172520.64 | 51.4505 | -2.5197
9536967 | 363984.4 | 178193.3 | 51.5015 | -2.5203
668724635 | 363984.52 | 191512.16 | 51.6213 | -2.5216
620822877 | 363985.47 | 174760.26 | 51.4707 | -2.5199
9531815 | 363986.2 | 171084.3 | 51.4376 | -2.5195
9531847 | 363986.3 | 172441.2 | 51.4498 | -2.5196
9536850 | 363986.63 | 175845.69 | 51.4804 | -2.52
9536939 | 363986.1 | 177341.2 | 51.4939 | -2.5201
35689888 | 363986.69 | 190050.06 | 51.6081 | -2.5215
9531976 | 363987.94 | 173606.61 | 51.4603 | -2.5198
9536986 | 363987.21 | 179298.2 | 51.5115 | -2.5203
9544398 | 363987.3 | 180466.4 | 51.522 | -2.5205
9543747 | 363988.23 | 174425.37 | 51.4676 | -2.5198
214142357 | 363990.4 | 171958 | 51.4455 | -2.5195
9545037 | 363990.12 | 172126.82 | 51.447 | -2.5196
9536987 | 363990.9 | 179426.4 | 51.5126 | -2.5203
9536921 | 363992.1 | 176755.2 | 51.4886 | -2.52
9531794 | 363993.37 | 170936.7 | 51.4363 | -2.5194
9531818 | 363993.83 | 171158.86 | 51.4383 | -2.5194
574788429 | 363993.79 | 173420.25 | 51.4586 | -2.5196
9543799 | 363993.3 | 174920.2 | 51.4721 | -2.5198
9551503 | 363993.25 | 192489.98 | 51.6301 | -2.5216
9551664 | 363995.98 | 184083.48 | 51.5545 | -2.5207
9544423 | 363996.8 | 189639.89 | 51.6044 | -2.5213
9536816 | 363998.3 | 175433.9 | 51.4767 | -2.5198
40814780 | 363998.82 | 189835.02 | 51.6062 | -2.5213
9531979 | 363999.04 | 173801.27 | 51.462 | -2.5196
9537128 | 363999.38 | 176981.64 | 51.4906 | -2.5199
9537168 | 364000.3 | 176859.2 | 51.4895 | -2.5199
9543852 | 364001.3 | 171554.7 | 51.4418 | -2.5193
352998581 | 364001.33 | 177577.42 | 51.496 | -2.52
9544008 | 364002.9 | 174321.77 | 51.4667 | -2.5196
9537187 | 364002.99 | 177573.24 | 51.4959 | -2.5199
9543838 | 364004.3 | 170891.5 | 51.4359 | -2.5192
9543845 | 364004.8 | 171485.1 | 51.4412 | -2.5193
9537077 | 364004.14 | 175817.17 | 51.4802 | -2.5197
9537101 | 364005.7 | 176129.3 | 51.483 | -2.5197
125670279 | 364005.21 | 190533.75 | 51.6125 | -2.5212
9544026 | 364007.9 | 174647.9 | 51.4696 | -2.5196
9544440 | 364007.2 | 182753.56 | 51.5425 | -2.5204
9543886 | 364008.5 | 172456 | 51.4499 | -2.5193
9543923 | 364008.95 | 173463.8 | 51.459 | -2.5194
9537006 | 364008.5 | 175015.2 | 51.4729 | -2.5196
9537049 | 364008.86 | 175521.72 | 51.4775 | -2.5196
9543965 | 364009.3 | 173858.9 | 51.4625 | -2.5195
9543968 | 364009.3 | 173986.8 | 51.4637 | -2.5195
9544027 | 364009.9 | 174723.1 | 51.4703 | -2.5195
668724658 | 364009.78 | 191431.34 | 51.6205 | -2.5213
616841825 | 364010.44 | 171314.7 | 51.4397 | -2.5192
9544014 | 364010 | 174490.3 | 51.4682 | -2.5195
9543952 | 364012.78 | 173684.02 | 51.461 | -2.5194
9544013 | 364012.8 | 174432 | 51.4677 | -2.5195
96542167 | 364014.11 | 189969.15 | 51.6074 | -2.521
9537051 | 364015.73 | 175605.77 | 51.4783 | -2.5196
28117821 | 364016.48 | 172062.11 | 51.4464 | -2.5192
9537005 | 364016.96 | 175025.5 | 51.473 | -2.5195
9543962 | 364018.46 | 173813.9 | 51.4621 | -2.5193
35688959 | 364018.03 | 189998.76 | 51.6077 | -2.521
9535325 | 364018.1 | 190834.81 | 51.6152 | -2.5211
9537017 | 364019.2 | 175351 | 51.476 | -2.5195
9543200 | 364020.7 | 169834.6 | 51.4264 | -2.5189
9537118 | 364020.62 | 176408.76 | 51.4855 | -2.5196
9537202 | 364020.24 | 178276.28 | 51.5023 | -2.5198
9537210 | 364020.5 | 178374.7 | 51.5031 | -2.5198
9535338 | 364021.6 | 191209.7 | 51.6185 | -2.5211
9535323 | 364023 | 190780.8 | 51.6147 | -2.521
9543887 | 364023.1 | 172464.8 | 51.45 | -2.5191
23981247 | 364023.75 | 177007.15 | 51.4909 | -2.5196
9543836 | 364024.9 | 170730.5 | 51.4344 | -2.5189
9543851 | 364024.51 | 171232.12 | 51.4389 | -2.519
353001129 | 364027.85 | 172475.86 | 51.4501 | -2.5191
9537080 | 364027.86 | 175978.55 | 51.4816 | -2.5194
9543847 | 364028.6 | 171070.13 | 51.4375 | -2.5189
369288295 | 364028.38 | 176614.38 | 51.4873 | -2.5195
9544438 | 364028.35 | 182373.25 | 51.5391 | -2.5201
9535344 | 364028.01 | 191275.68 | 51.6191 | -2.521
9537160 | 364029.1 | 176670 | 51.4878 | -2.5195
635001458 | 364029.76 | 191501.48 | 51.6212 | -2.521
9543837 | 364030.5 | 170802.82 | 51.4351 | -2.5188
9544006 | 364030.79 | 174232.44 | 51.4659 | -2.5192
9537076 | 364030.5 | 175757.1 | 51.4796 | -2.5194
9537170 | 364030.2 | 176788.8 | 51.4889 | -2.5195
9548043 | 364030.2 | 182763.1 | 51.5426 | -2.5201
9537079 | 364031.24 | 175908.3 | 51.481 | -2.5194
667494965 | 364031.3 | 176038.7 | 51.4821 | -2.5194
617656624 | 364032.25 | 176354 | 51.485 | -2.5194
9537214 | 364033.6 | 178732.7 | 51.5064 | -2.5196
9537008 | 364034.7 | 175102.1 | 51.4737 | -2.5192
9543846 | 364035.7 | 171433.1 | 51.4407 | -2.5188
9544005 | 364035.8 | 174195.5 | 51.4656 | -2.5191
9543841 | 364036.97 | 170994.17 | 51.4368 | -2.5188
618255002 | 364036.1 | 172333.88 | 51.4488 | -2.5189
9543919 | 364036.5 | 172667.2 | 51.4518 | -2.5189
9544023 | 364038.5 | 174534.7 | 51.4686 | -2.5191
9544053 | 364038.94 | 174745.43 | 51.4705 | -2.5191
9535339 | 364038.77 | 191167.49 | 51.6182 | -2.5208
9544049 | 364039.1 | 174808.6 | 51.4711 | -2.5191
9537167 | 364039.96 | 176915.06 | 51.49 | -2.5193
9544018 | 364040.72 | 174308.11 | 51.4666 | -2.5191
9537169 | 364040.3 | 176972.5 | 51.4905 | -2.5193
9537191 | 364041.16 | 177958 | 51.4994 | -2.5194
668724666 | 364042.48 | 191356.18 | 51.6199 | -2.5208
9544050 | 364044.96 | 174860.63 | 51.4716 | -2.5191
9537019 | 364044.4 | 175357.7 | 51.476 | -2.5191
9535359 | 364045.76 | 191597.24 | 51.622 | -2.5208
9544448 | 364047.9 | 189600.26 | 51.6041 | -2.5205
9537007 | 364049.4 | 175118.92 | 51.4739 | -2.519
9544446 | 364049.06 | 189730.26 | 51.6053 | -2.5205
9543840 | 364050.16 | 170981.07 | 51.4367 | -2.5186
9535324 | 364050.67 | 190693.06 | 51.6139 | -2.5206
362702344 | 364051.68 | 176519.22 | 51.4865 | -2.5191
91430823 | 364051.25 | 191629.61 | 51.6223 | -2.5207
36100151 | 364052 | 189956.68 | 51.6073 | -2.5205
9537216 | 364053.1 | 178746.3 | 51.5065 | -2.5193
9537215 | 364054.6 | 178754.4 | 51.5066 | -2.5193
9537098 | 364055.39 | 176201.46 | 51.4836 | -2.519
9544437 | 364055.95 | 181917.92 | 51.535 | -2.5196
352998070 | 364055 | 191612.46 | 51.6222 | -2.5206
9543922 | 364056.7 | 173359 | 51.4581 | -2.5187
352998060 | 364057.65 | 191615.12 | 51.6222 | -2.5206
9543979 | 364059.5 | 173712.8 | 51.4612 | -2.5187
353001134 | 364060.92 | 172451.63 | 51.4499 | -2.5186
9543920 | 364061 | 172660.6 | 51.4518 | -2.5186
9543987 | 364060.99 | 174139.54 | 51.4651 | -2.5188
9537018 | 364060.2 | 175428.9 | 51.4767 | -2.5189
9544048 | 364062.5 | 174919.5 | 51.4721 | -2.5188
9537012 | 364063 | 175192.9 | 51.4745 | -2.5188
35689009 | 364063.79 | 190107.91 | 51.6086 | -2.5203
9535327 | 364063.54 | 190873.25 | 51.6155 | -2.5204
614656988 | 364064.55 | 171244.74 | 51.439 | -2.5184
9537075 | 364064.7 | 175757.8 | 51.4796 | -2.5189
9537088 | 364064.9 | 175814.8 | 51.4801 | -2.5189
9537189 | 364065.46 | 177856.8 | 51.4985 | -2.5191
9543921 | 364066.39 | 173462.28 | 51.459 | -2.5186
9537020 | 364066.7 | 175344.7 | 51.4759 | -2.5188
11798545 | 364066.66 | 189580.48 | 51.6039 | -2.5202
9544441 | 364067.08 | 189339.44 | 51.6017 | -2.5202
9535328 | 364067.84 | 190870.25 | 51.6155 | -2.5204
9543842 | 364068.49 | 170897.93 | 51.4359 | -2.5183
616841833 | 364068.05 | 171321.49 | 51.4397 | -2.5184
9537192 | 364069.2 | 177959.8 | 51.4994 | -2.519
9537201 | 364069.71 | 178225.82 | 51.5018 | -2.519
11798491 | 364069.46 | 189600.28 | 51.6041 | -2.5202
538841343 | 364072.3 | 176130.83 | 51.483 | -2.5188
674303474 | 364072.93 | 190821.5 | 51.6151 | -2.5203
9544454 | 364073.35 | 189674.5 | 51.6047 | -2.5202
9535322 | 364074.96 | 190766.66 | 51.6146 | -2.5203
214142344 | 364076.16 | 172011.46 | 51.4459 | -2.5183
352998546 | 364077.18 | 175207.49 | 51.4747 | -2.5186
9537078 | 364078.06 | 175910.14 | 51.481 | -2.5187
9543951 | 364079.38 | 173547.67 | 51.4598 | -2.5184
9543963 | 364080 | 173867 | 51.4626 | -2.5184
374047220 | 364080.51 | 173798.73 | 51.462 | -2.5184
529604594 | 364080.55 | 176122.2 | 51.4829 | -2.5187
9543969 | 364081.3 | 173997.9 | 51.4638 | -2.5184
9544012 | 364081.23 | 174428.7 | 51.4677 | -2.5185
9535343 | 364083.21 | 191297.46 | 51.6193 | -2.5202
614656982 | 364085.56 | 171263.1 | 51.4392 | -2.5181
9543849 | 364085.2 | 171382.9 | 51.4403 | -2.5181
9543844 | 364086.23 | 171515.29 | 51.4415 | -2.5181
50424855 | 364086.21 | 175640.67 | 51.4786 | -2.5185
9537174 | 364087.1 | 176541.51 | 51.4867 | -2.5186
9543839 | 364089.98 | 170948.97 | 51.4364 | -2.518
421133595 | 364089.25 | 176722.33 | 51.4883 | -2.5186
9544021 | 364090.1 | 174581.5 | 51.469 | -2.5184
9544009 | 364091.97 | 174325.35 | 51.4667 | -2.5183
9537004 | 364091.57 | 175031.17 | 51.4731 | -2.5184
211535709 | 364091 | 175081.4 | 51.4735 | -2.5184
617656642 | 364091.74 | 176491.53 | 51.4862 | -2.5185
9537016 | 364092.1 | 175279.6 | 51.4753 | -2.5184
9537188 | 364092.3 | 177741 | 51.4975 | -2.5187
9537165 | 364094 | 176865.8 | 51.4896 | -2.5185
9544022 | 364096.4 | 174510.6 | 51.4684 | -2.5183
9544028 | 364096.04 | 174681.76 | 51.4699 | -2.5183
618340210 | 364096.16 | 174765.65 | 51.4707 | -2.5183
9537021 | 364096.7 | 175492.5 | 51.4772 | -2.5184
9537166 | 364098.96 | 176920.61 | 51.4901 | -2.5185
617656633 | 364099.17 | 176405.65 | 51.4854 | -2.5184
9543950 | 364103 | 173626.4 | 51.4605 | -2.5181
9537010 | 364102.5 | 175142.51 | 51.4741 | -2.5183
9537050 | 364102.74 | 175577.11 | 51.478 | -2.5183
9537186 | 364102.13 | 177532.88 | 51.4956 | -2.5185
9537217 | 364102.9 | 178952.7 | 51.5083 | -2.5186
9544025 | 364104 | 174645.3 | 51.4696 | -2.5182
9537102 | 364105.7 | 176048.2 | 51.4822 | -2.5183
9535340 | 364105.84 | 191154.89 | 51.6181 | -2.5198
25731901 | 364106.81 | 189796.8 | 51.6058 | -2.5197
9543883 | 364107.7 | 172406.9 | 51.4495 | -2.5179
9543843 | 364108.12 | 171490.12 | 51.4413 | -2.5178
9544047 | 364109.54 | 174847.48 | 51.4714 | -2.5181
9543861 | 364111.6 | 171592.7 | 51.4422 | -2.5178
9537083 | 364113.73 | 175972.37 | 51.4816 | -2.5182
111781784 | 364113.56 | 190532.67 | 51.6125 | -2.5197
9543870 | 364114.3 | 172140.01 | 51.4471 | -2.5178
9543884 | 364116.4 | 172430.1 | 51.4497 | -2.5178
9544024 | 364117.63 | 174651.54 | 51.4697 | -2.518
9544046 | 364117.4 | 174947.1 | 51.4723 | -2.518
9537022 | 364117.6 | 175358.4 | 51.476 | -2.5181
9543915 | 364122.84 | 172926.22 | 51.4542 | -2.5177
9537183 | 364122.6 | 177408.8 | 51.4945 | -2.5182
9544007 | 364123.73 | 174311.18 | 51.4666 | -2.5179
9537219 | 364126.4 | 179001.9 | 51.5088 | -2.5183
9543970 | 364128.31 | 173966.87 | 51.4635 | -2.5178
9537190 | 364128.9 | 177892.8 | 51.4988 | -2.5182
118862492 | 364129.33 | 190452.62 | 51.6117 | -2.5194
9535356 | 364129.85 | 191005.56 | 51.6167 | -2.5195
9543867 | 364130.4 | 172110.65 | 51.4468 | -2.5175
9544465 | 364130.13 | 189543.03 | 51.6036 | -2.5193
618340202 | 364131.67 | 174879.21 | 51.4717 | -2.5178
9543954 | 364132.07 | 173667.14 | 51.4608 | -2.5177
9544447 | 364132.95 | 189735 | 51.6053 | -2.5193
9543984 | 364133.6 | 174077.1 | 51.4645 | -2.5177
35690769 | 364133.91 | 190057.89 | 51.6082 | -2.5193
9537125 | 364134.3 | 176246.2 | 51.484 | -2.5179
9537211 | 364134.4 | 178322.81 | 51.5027 | -2.5181
9537184 | 364135.9 | 177148.8 | 51.4921 | -2.518
9543835 | 364138 | 170903 | 51.436 | -2.5173
9543971 | 364137.67 | 173956.34 | 51.4634 | -2.5176
9535341 | 364137.17 | 191167.68 | 51.6182 | -2.5194
9537182 | 364138.7 | 177344.51 | 51.4939 | -2.518
486757381 | 364142.44 | 175221.65 | 51.4748 | -2.5177
9537110 | 364142.1 | 176121 | 51.4829 | -2.5178
9544003 | 364143.5 | 174231.1 | 51.4659 | -2.5176
36109993 | 364143.28 | 190702.99 | 51.614 | -2.5193
9535330 | 364143.5 | 190901.1 | 51.6158 | -2.5193
9537023 | 364145.8 | 175447.3 | 51.4768 | -2.5177
9537185 | 364145.67 | 177178.48 | 51.4924 | -2.5178
35691134 | 364145.04 | 189966.46 | 51.6074 | -2.5191
633316797 | 364146.83 | 172615.54 | 51.4514 | -2.5174
9537179 | 364146.51 | 177057.42 | 51.4913 | -2.5178
9537171 | 364147 | 176818.9 | 51.4892 | -2.5178
9543918 | 364148.77 | 172786.07 | 51.4529 | -2.5173
9537085 | 364149.5 | 175978.87 | 51.4816 | -2.5177
9535337 | 364149.39 | 191222.46 | 51.6187 | -2.5192
111781767 | 364152.97 | 190367.34 | 51.611 | -2.5191
82006422 | 364154.7 | 190845.99 | 51.6153 | -2.5191
9543955 | 364155.3 | 173847.9 | 51.4625 | -2.5174
9537181 | 364155.3 | 177418.9 | 51.4946 | -2.5177
352998587 | 364155.49 | 177937.5 | 51.4992 | -2.5178
9537164 | 364156.26 | 176873.99 | 51.4897 | -2.5177
37595429 | 364156.9 | 190702.39 | 51.614 | -2.5191
9544004 | 364157.19 | 174140.41 | 51.4651 | -2.5174
9537015 | 364157.9 | 175283.31 | 51.4754 | -2.5175
369288312 | 364157.15 | 176533.39 | 51.4866 | -2.5176
9543894 | 364158.4 | 172997.5 | 51.4548 | -2.5172
369288320 | 364158.38 | 176624.86 | 51.4874 | -2.5176
532112963 | 364158.19 | 189903.91 | 51.6068 | -2.519
9537086 | 364160.59 | 175978.09 | 51.4816 | -2.5175
161654473 | 364160.43 | 177939.23 | 51.4992 | -2.5177
21638492 | 364161.94 | 176490.09 | 51.4862 | -2.5175
9537163 | 364161.3 | 176880.4 | 51.4897 | -2.5176
41237795 | 364162.53 | 190569.51 | 51.6128 | -2.519
9544435 | 364164.9 | 180964.1 | 51.5264 | -2.518
622582393 | 364165.39 | 172315.23 | 51.4487 | -2.5171
636259150 | 364165.41 | 175539.08 | 51.4777 | -2.5174
9551507 | 364165.23 | 192272.2 | 51.6281 | -2.5191
9543985 | 364166.1 | 174080.8 | 51.4645 | -2.5172
640271710 | 364168.49 | 175508.65 | 51.4774 | -2.5173
532112968 | 364168.33 | 189886.93 | 51.6067 | -2.5188
9535299 | 364168.04 | 190284.23 | 51.6102 | -2.5188
9543917 | 364169.6 | 172765.3 | 51.4527 | -2.517
9537028 | 364169.35 | 175309.67 | 51.4756 | -2.5173
640271691 | 364169.8 | 175512.63 | 51.4774 | -2.5173
9537172 | 364169.62 | 176498.83 | 51.4863 | -2.5174
9543949 | 364171.12 | 173578.81 | 51.46 | -2.5171
161654494 | 364172.07 | 181827.88 | 51.5342 | -2.5179
9543953 | 364173.7 | 173750.12 | 51.4616 | -2.5171
9537003 | 364173.32 | 175070.5 | 51.4734 | -2.5172
9537081 | 364173.98 | 175898.44 | 51.4809 | -2.5173
9543940 | 364175.8 | 173006.5 | 51.4549 | -2.517
9537097 | 364176.34 | 176318.31 | 51.4847 | -2.5173
9537199 | 364176.5 | 178008.41 | 51.4999 | -2.5175
620823801 | 364177.65 | 174650.15 | 51.4697 | -2.5171
40828808 | 364177.74 | 189838.57 | 51.6062 | -2.5187
9543916 | 364178.2 | 172849.9 | 51.4535 | -2.5169
9543892 | 364178.49 | 172939.86 | 51.4543 | -2.5169
623963707 | 364178.61 | 174418.16 | 51.4676 | -2.5171
584658919 | 364179.2 | 178101.4 | 51.5007 | -2.5174
9543201 | 364180.7 | 169478.8 | 51.4232 | -2.5166
9544029 | 364181.39 | 174652.69 | 51.4697 | -2.5171
9537082 | 364181.96 | 175866.11 | 51.4806 | -2.5172
9535332 | 364181.02 | 190854.1 | 51.6154 | -2.5187
9544002 | 364182.37 | 174328.56 | 51.4668 | -2.517
9543885 | 364183.64 | 172344.48 | 51.4489 | -2.5168
9535354 | 364183.97 | 191061.45 | 51.6172 | -2.5187
288772258 | 364184.85 | 174108.44 | 51.4648 | -2.517
39900188 | 364184.91 | 190235.67 | 51.6098 | -2.5186
9543967 | 364185.66 | 173897.38 | 51.4629 | -2.5169
9543973 | 364185.36 | 173907.69 | 51.463 | -2.5169
9544020 | 364185.1 | 174462.8 | 51.468 | -2.517
9543875 | 364187.7 | 172080.6 | 51.4466 | -2.5167
9537123 | 364187.7 | 176486.5 | 51.4862 | -2.5172
9537074 | 364188.48 | 175774.52 | 51.4798 | -2.5171
155170234 | 364190.89 | 177013.57 | 51.4909 | -2.5172
35689015 | 364190.5 | 190229.89 | 51.6097 | -2.5185
9537112 | 364194.7 | 176216.7 | 51.4838 | -2.517
9537052 | 364196.93 | 175622.16 | 51.4784 | -2.5169
9537103 | 364196.7 | 176059.5 | 51.4823 | -2.517
9537026 | 364197.8 | 175359.6 | 51.4761 | -2.5169
9535345 | 364197.48 | 191265.71 | 51.6191 | -2.5185
9535342 | 364197.07 | 191301.55 | 51.6194 | -2.5185
9543162 | 364198.6 | 167518.5 | 51.4055 | -2.5161
9543893 | 364198.54 | 172942.88 | 51.4543 | -2.5166
9537152 | 364198.9 | 176760.7 | 51.4886 | -2.517
9543914 | 364200.87 | 172780.33 | 51.4529 | -2.5166
9543956 | 364200.5 | 173815.5 | 51.4622 | -2.5167
9537001 | 364201.02 | 175096.56 | 51.4737 | -2.5168
162949054 | 364202.22 | 167557.08 | 51.4059 | -2.516
9537014 | 364202.9 | 175202.9 | 51.4746 | -2.5168
35689074 | 364203.68 | 190258.27 | 51.61 | -2.5183
9544045 | 364204.34 | 174933.7 | 51.4722 | -2.5168
9537013 | 364204.06 | 175144.54 | 51.4741 | -2.5168
9537084 | 364204.57 | 175965.97 | 51.4815 | -2.5169
9543874 | 364205.41 | 172059.83 | 51.4464 | -2.5165
9543868 | 364207.72 | 172139.8 | 51.4471 | -2.5164
9543161 | 364208.49 | 167553.78 | 51.4059 | -2.516
9537095 | 364208.76 | 176289.29 | 51.4844 | -2.5168
9537154 | 364209.7 | 176716.51 | 51.4883 | -2.5169
9544452 | 364209.25 | 189678.35 | 51.6048 | -2.5182
538841351 | 364210.6 | 189920.21 | 51.607 | -2.5182
9543895 | 364211.6 | 172950.18 | 51.4544 | -2.5165
635001724 | 364211.1 | 191331.25 | 51.6197 | -2.5183
9543174 | 364212.2 | 167784.9 | 51.4079 | -2.5159
618403463 | 364212.32 | 171081.88 | 51.4376 | -2.5163
9537111 | 364212.8 | 176159.3 | 51.4832 | -2.5168
674552771 | 364214.23 | 173968.78 | 51.4635 | -2.5165
9543924 | 364215.1 | 173040.4 | 51.4552 | -2.5164
9537025 | 364215.32 | 175414.87 | 51.4765 | -2.5167
9537114 | 364215.8 | 176253.6 | 51.4841 | -2.5167
9544455 | 364215.57 | 189538.2 | 51.6035 | -2.5181
9535358 | 364216.01 | 191785.57 | 51.6237 | -2.5183
9543925 | 364218.4 | 173081.5 | 51.4556 | -2.5164
193005118 | 364219.77 | 174211.48 | 51.4657 | -2.5165
9537024 | 364219.7 | 175452.6 | 51.4769 | -2.5166
41237806 | 364219.77 | 189726.16 | 51.6052 | -2.5181
9535329 | 364219.96 | 190991.76 | 51.6166 | -2.5182
9544054 | 364220.84 | 174768.81 | 51.4707 | -2.5165
9537108 | 364221 | 176099.5 | 51.4827 | -2.5166
41237789 | 364221.89 | 190680.83 | 51.6138 | -2.5181
9537002 | 364222.64 | 175014.44 | 51.4729 | -2.5165
9537000 | 364222.36 | 175116.38 | 51.4739 | -2.5165
493025880 | 364223.93 | 174919.8 | 51.4721 | -2.5165
324811907 | 364223.56 | 178988.43 | 51.5087 | -2.5169
9535318 | 364223.5 | 190581.8 | 51.6129 | -2.5181
353001104 | 364224.14 | 172261.15 | 51.4482 | -2.5162
9537073 | 364225.3 | 175708.4 | 51.4792 | -2.5165
9537151 | 364225 | 176690.1 | 51.488 | -2.5166
35690780 | 364227.6 | 190172.88 | 51.6092 | -2.518
353001124 | 364228.18 | 172470.79 | 51.4501 | -2.5162
104555579 | 364228.54 | 176313.19 | 51.4846 | -2.5166
9551508 | 364228.52 | 192283.7 | 51.6282 | -2.5182
35691116 | 364231.07 | 190067.56 | 51.6083 | -2.5179
9537147 | 364232.7 | 176647 | 51.4876 | -2.5165
627187745 | 364233.36 | 172717.1 | 51.4523 | -2.5161
9537148 | 364234 | 176628.2 | 51.4875 | -2.5165
532112973 | 364233.65 | 189907.34 | 51.6069 | -2.5179
9543869 | 364234.4 | 172201.9 | 51.4477 | -2.5161
276989140 | 364234.28 | 174249.9 | 51.4661 | -2.5163
146713829 | 364236.99 | 167612.61 | 51.4064 | -2.5156
174547961 | 364236.5 | 176397.16 | 51.4854 | -2.5165
9537205 | 364236.3 | 178214.32 | 51.5017 | -2.5166
9537153 | 364237.7 | 176769.2 | 51.4887 | -2.5165
9537113 | 364239.2 | 176171.8 | 51.4834 | -2.5164
9537173 | 364239.89 | 176900.49 | 51.4899 | -2.5165
9537043 | 364240.8 | 175175.6 | 51.4744 | -2.5163
353013454 | 364240.98 | 175756.42 | 51.4796 | -2.5163
9537094 | 364240.47 | 176305.97 | 51.4846 | -2.5164
9537071 | 364241.8 | 175714.52 | 51.4792 | -2.5163
9544436 | 364241.3 | 180973.42 | 51.5265 | -2.5168
9543860 | 364242.7 | 171558.4 | 51.4419 | -2.5159
9544061 | 364242 | 174714.1 | 51.4703 | -2.5162
9537106 | 364242.6 | 176010.3 | 51.4819 | -2.5163
9537212 | 364243.8 | 178309.5 | 51.5026 | -2.5165
9543173 | 364244.11 | 167884.23 | 51.4088 | -2.5155
9537053 | 364244.1 | 175522.08 | 51.4775 | -2.5162
632807177 | 364245.49 | 174635.81 | 51.4695 | -2.5161
9543175 | 364246.7 | 167789.8 | 51.408 | -2.5154
9535355 | 364246.07 | 191033.27 | 51.617 | -2.5178
9543926 | 364247.29 | 173088.48 | 51.4556 | -2.516
9537029 | 364247.3 | 175282.51 | 51.4754 | -2.5162
9537204 | 364248.2 | 178108.5 | 51.5008 | -2.5165
35689085 | 364249.14 | 190248.5 | 51.6099 | -2.5177
9535317 | 364249.04 | 190567.27 | 51.6128 | -2.5177
9544010 | 364250.6 | 174453.8 | 51.4679 | -2.5161
9537072 | 364252.5 | 175792.9 | 51.4799 | -2.5162
11804324 | 364252.33 | 189417.26 | 51.6024 | -2.5175
9543889 | 364253.2 | 172498.9 | 51.4503 | -2.5158
9543945 | 364254.44 | 173607.72 | 51.4603 | -2.5159
9543981 | 364254.23 | 174074.59 | 51.4645 | -2.516
9544456 | 364255.47 | 189547.52 | 51.6036 | -2.5175
9544030 | 364256.99 | 174634.75 | 51.4695 | -2.516
9537143 | 364256.8 | 176815.3 | 51.4891 | -2.5162
9537200 | 364256.4 | 178016.6 | 51.4999 | -2.5163
9543873 | 364257.52 | 172118.94 | 51.4469 | -2.5157
648625902 | 364257.07 | 179010.53 | 51.5089 | -2.5164
9543983 | 364258.32 | 174175.61 | 51.4654 | -2.5159
37595451 | 364259.38 | 190830.14 | 51.6152 | -2.5176
9537180 | 364262.4 | 177208.6 | 51.4927 | -2.5162
39898184 | 364262.21 | 190628.71 | 51.6133 | -2.5175
9552046 | 364262.65 | 191073.66 | 51.6173 | -2.5176
9543961 | 364263.79 | 173859.29 | 51.4626 | -2.5158
9543912 | 364265.4 | 172618.9 | 51.4514 | -2.5156
9537107 | 364266 | 176057.4 | 51.4823 | -2.516
37844897 | 364267.53 | 171728.88 | 51.4434 | -2.5155
9543196 | 364268.7 | 168854.4 | 51.4176 | -2.5152
9535347 | 364268.77 | 191202.97 | 51.6185 | -2.5175
9543172 | 364269.9 | 167868.8 | 51.4087 | -2.5151
9544460 | 364271.23 | 189858.84 | 51.6064 | -2.5173
9535300 | 364271.2 | 190348.6 | 51.6108 | -2.5174
9543871 | 364272.53 | 172053 | 51.4463 | -2.5155
9537109 | 364272.9 | 176168.1 | 51.4833 | -2.5159
193005156 | 364273.72 | 174190 | 51.4655 | -2.5157
9537056 | 364273.98 | 175605.12 | 51.4783 | -2.5158
353001074 | 364274.64 | 170990.27 | 51.4368 | -2.5154
9544001 | 364274.88 | 174334.73 | 51.4668 | -2.5157
9544044 | 364274.5 | 174945 | 51.4723 | -2.5158
9543980 | 364275.07 | 173930.58 | 51.4632 | -2.5156
9537149 | 364275.2 | 176686.9 | 51.488 | -2.5159
353001069 | 364277.48 | 170987.45 | 51.4367 | -2.5153
534000765 | 364278.16 | 171088.06 | 51.4377 | -2.5153
193005151 | 364279.47 | 174221.3 | 51.4658 | -2.5156
352998561 | 364280.09 | 175865.59 | 51.4806 | -2.5158
9537068 | 364280.07 | 175881.01 | 51.4807 | -2.5158
9544442 | 364280.99 | 189478.5 | 51.603 | -2.5171
352998566 | 364283.91 | 175864.41 | 51.4806 | -2.5157
9535331 | 364283.6 | 190970.3 | 51.6164 | -2.5173
276989148 | 364285.61 | 174260.23 | 51.4662 | -2.5155
9535349 | 364288.91 | 191134.74 | 51.6179 | -2.5172
353027305 | 364289.24 | 169041.13 | 51.4192 | -2.5149
162948951 | 364290.39 | 167611.88 | 51.4064 | -2.5148
9543169 | 364290.55 | 167704.01 | 51.4072 | -2.5148
9543888 | 364290.8 | 172317 | 51.4487 | -2.5153
9537137 | 364290.99 | 176909.55 | 51.49 | -2.5157
9537144 | 364291.8 | 176709.1 | 51.4882 | -2.5157
9535306 | 364291.55 | 190434.6 | 51.6116 | -2.5171
9552047 | 364291.36 | 191067.97 | 51.6173 | -2.5172
353027310 | 364292.4 | 169038.7 | 51.4192 | -2.5149
9537067 | 364292.85 | 175959.78 | 51.4815 | -2.5156
9537104 | 364292.86 | 176073.62 | 51.4825 | -2.5156
9537193 | 364292 | 177914.2 | 51.499 | -2.5158
353001139 | 364295.54 | 172303.16 | 51.4486 | -2.5152
9537150 | 364295.5 | 176652.9 | 51.4877 | -2.5156
9537142 | 364295.3 | 176767.4 | 51.4887 | -2.5156
9544466 | 364295.9 | 189704.6 | 51.605 | -2.517
9544056 | 364297.56 | 174812.56 | 51.4711 | -2.5154
9543946 | 364298.48 | 173690.84 | 51.4611 | -2.5153
353001149 | 364299.18 | 172311.03 | 51.4487 | -2.5151
9544062 | 364299.2 | 174645.5 | 51.4696 | -2.5154
9543188 | 364300.2 | 168059.4 | 51.4104 | -2.5147
222340719 | 364300.63 | 174428.35 | 51.4677 | -2.5153
42764313 | 364302.6 | 171789.41 | 51.444 | -2.515
9537139 | 364303.22 | 176870.08 | 51.4896 | -2.5155
9537027 | 364304.2 | 175426.8 | 51.4767 | -2.5154
9543182 | 364305 | 167788.5 | 51.408 | -2.5146
9537218 | 364305.89 | 178988.44 | 51.5087 | -2.5157
9544031 | 364306.73 | 174563.61 | 51.4689 | -2.5153
9537041 | 364306.1 | 175167.4 | 51.4743 | -2.5153
534000733 | 364307.64 | 171108.93 | 51.4378 | -2.5149
9537105 | 364308.2 | 176012.5 | 51.4819 | -2.5154
9543171 | 364310.4 | 167892.5 | 51.4089 | -2.5145
9547243 | 364310.07 | 173569.69 | 51.46 | -2.5151
9536999 | 364310.14 | 175059.59 | 51.4734 | -2.5152
35689111 | 364310.07 | 190279.45 | 51.6102 | -2.5168
40828791 | 364311.39 | 189786.13 | 51.6058 | -2.5167
9543898 | 364312.09 | 172844.97 | 51.4534 | -2.515
41237768 | 364314.63 | 190818.65 | 51.615 | -2.5168
9535348 | 364314.85 | 191253.5 | 51.619 | -2.5168
9537093 | 364315.57 | 176348.25 | 51.4849 | -2.5153
9543163 | 364316.3 | 167578.6 | 51.4061 | -2.5144
9544058 | 364316.12 | 174732.6 | 51.4704 | -2.5151
9543194 | 364317.9 | 168014.3 | 51.41 | -2.5144
36100184 | 364317.05 | 189933 | 51.6071 | -2.5167
569745284 | 364318.01 | 171445.53 | 51.4409 | -2.5148
9543872 | 364318.2 | 172130.9 | 51.447 | -2.5148
9543974 | 364318.22 | 173925.46 | 51.4632 | -2.515
616592287 | 364318.54 | 174209.89 | 51.4657 | -2.515
9543865 | 364319.5 | 171984.3 | 51.4457 | -2.5148
9544060 | 364319 | 174709 | 51.4702 | -2.5151
644926951 | 364319.86 | 174836.42 | 51.4714 | -2.5151
9537042 | 364320.53 | 175225.93 | 51.4749 | -2.5151
9537138 | 364322.6 | 176819.2 | 51.4892 | -2.5153
574323395 | 364324.31 | 171482.81 | 51.4412 | -2.5147
9543859 | 364325.1 | 171656.1 | 51.4428 | -2.5147
9545030 | 364325.4 | 173072.4 | 51.4555 | -2.5148
628914485 | 364325.4 | 174511.46 | 51.4684 | -2.515
9544055 | 364325.09 | 174836.91 | 51.4714 | -2.515
614124608 | 364325.42 | 189932.33 | 51.6071 | -2.5165
628066453 | 364326.64 | 174510.15 | 51.4684 | -2.515
9537066 | 364326.2 | 175954.5 | 51.4814 | -2.5151
9543170 | 364327.1 | 167889.6 | 51.4089 | -2.5143
9543938 | 364327.36 | 173379.98 | 51.4583 | -2.5148
9543959 | 364327.8 | 173839.9 | 51.4624 | -2.5149
9537069 | 364327.33 | 175822.29 | 51.4802 | -2.5151
422219970 | 364328.78 | 173874.72 | 51.4627 | -2.5149
9543982 | 364328.06 | 174102.26 | 51.4648 | -2.5149
9537047 | 364331.3 | 175492.79 | 51.4773 | -2.515
532065915 | 364331.99 | 190750.17 | 51.6144 | -2.5165
222123183 | 364333.8 | 174780.65 | 51.4709 | -2.5149
9537070 | 364333.61 | 175730.72 | 51.4794 | -2.515
9537031 | 364334.31 | 175255.94 | 51.4751 | -2.5149
9537206 | 364336.4 | 178229.32 | 51.5019 | -2.5152
9544064 | 364337.74 | 174824.46 | 51.4712 | -2.5148
9536998 | 364338.47 | 175111.53 | 51.4738 | -2.5149
9543911 | 364339.6 | 172649.4 | 51.4517 | -2.5146
9544457 | 364339.48 | 189517.99 | 51.6034 | -2.5163
353001089 | 364340.23 | 171685.56 | 51.443 | -2.5145
644281654 | 364340.96 | 174870.65 | 51.4717 | -2.5148
9543159 | 364341.92 | 167483.22 | 51.4052 | -2.514
9543187 | 364341.7 | 168028.1 | 51.4101 | -2.5141
353001094 | 364341.92 | 171689.17 | 51.4431 | -2.5145
9543947 | 364341.9 | 173775.9 | 51.4618 | -2.5147
253255317 | 364341 | 174428.53 | 51.4677 | -2.5147
669916709 | 364341.36 | 174874.17 | 51.4717 | -2.5148
9537055 | 364341.18 | 175598.95 | 51.4782 | -2.5149
9537057 | 364341.08 | 175648.4 | 51.4787 | -2.5149
9543904 | 364342.55 | 172690.27 | 51.4521 | -2.5145
110518208 | 364342.64 | 190680.37 | 51.6138 | -2.5164
9543190 | 364345.5 | 168064.4 | 51.4105 | -2.514
9537032 | 364345.4 | 175317.7 | 51.4757 | -2.5148
35691104 | 364345.98 | 190138.96 | 51.6089 | -2.5163
9543975 | 364346.71 | 173958.45 | 51.4635 | -2.5146
618994155 | 364347.23 | 171887.46 | 51.4448 | -2.5144
9543896 | 364347.4 | 172988.9 | 51.4547 | -2.5145
9537054 | 364347.4 | 175554 | 51.4778 | -2.5148
9544017 | 364348.24 | 174480.76 | 51.4682 | -2.5146
35689116 | 364348.46 | 190229.75 | 51.6098 | -2.5162
41237643 | 364348.08 | 190541.11 | 51.6126 | -2.5163
9543942 | 364349.16 | 173560.95 | 51.4599 | -2.5145
189976809 | 364350.02 | 177822.37 | 51.4982 | -2.515
670976734 | 364350.19 | 189337.39 | 51.6017 | -2.5161
9543944 | 364351.2 | 173638.7 | 51.4606 | -2.5145
9544043 | 364352.4 | 174908.4 | 51.472 | -2.5146
9537033 | 364352.99 | 175335.24 | 51.4758 | -2.5147
9543927 | 364353.06 | 173109.54 | 51.4558 | -2.5144
9543930 | 364354.43 | 173150.4 | 51.4562 | -2.5144
193005113 | 364355.42 | 174279.05 | 51.4663 | -2.5145
9537155 | 364355.3 | 176614.3 | 51.4873 | -2.5148
9543165 | 364357.85 | 167619.23 | 51.4065 | -2.5138
569745303 | 364357.3 | 171507.46 | 51.4414 | -2.5142
9543948 | 364357.3 | 173806 | 51.4621 | -2.5144
272252590 | 364357.07 | 174242.38 | 51.466 | -2.5145
9543833 | 364359.5 | 170911.3 | 51.4361 | -2.5141
9537141 | 364359.8 | 176785.31 | 51.4889 | -2.5147
41237774 | 364359.54 | 190674.4 | 51.6138 | -2.5161
9537146 | 364360.2 | 176705.7 | 51.4882 | -2.5147
9537134 | 364360.38 | 176859.5 | 51.4895 | -2.5147
9543880 | 364361.3 | 172380 | 51.4493 | -2.5142
39898094 | 364361.98 | 190891.84 | 51.6157 | -2.5161
9543848 | 364362.82 | 171085.71 | 51.4376 | -2.5141
636313950 | 364362.11 | 174396.44 | 51.4674 | -2.5144
9536997 | 364362.3 | 175004.41 | 51.4729 | -2.5145
611489245 | 364363.44 | 167705.07 | 51.4072 | -2.5137
9544063 | 364364 | 174606.4 | 51.4693 | -2.5144
9543939 | 364365.9 | 173484.9 | 51.4592 | -2.5143
9544015 | 364365.1 | 174399.11 | 51.4674 | -2.5144
579256439 | 364367.84 | 175852.87 | 51.4805 | -2.5145
9543877 | 364368.53 | 172072.99 | 51.4465 | -2.5141
9543882 | 364368.4 | 172440 | 51.4498 | -2.5141
222123173 | 364368.6 | 174747 | 51.4706 | -2.5144
9535301 | 364368.63 | 190371.16 | 51.611 | -2.516
189976626 | 364369.28 | 177870.28 | 51.4986 | -2.5147
611489253 | 364370.8 | 167659.9 | 51.4068 | -2.5136
9543864 | 364371.3 | 171958.1 | 51.4455 | -2.5141
9544032 | 364371.52 | 174537.31 | 51.4687 | -2.5143
9543988 | 364372.9 | 174045.3 | 51.4642 | -2.5143
9536990 | 364372.5 | 175017.7 | 51.473 | -2.5144
9536996 | 364373.06 | 175094.71 | 51.4737 | -2.5143
9535305 | 364373.72 | 190477.52 | 51.612 | -2.5159
22437009 | 364374.62 | 175737.07 | 51.4795 | -2.5144
9537209 | 364374.62 | 178091.38 | 51.5006 | -2.5146
9543995 | 364376.38 | 174137.53 | 51.4651 | -2.5142
9543858 | 364377.31 | 171758.91 | 51.4437 | -2.514
35691313 | 364377.94 | 190058.99 | 51.6082 | -2.5158
353009747 | 364378.69 | 174110.61 | 51.4648 | -2.5142
9537116 | 364378.9 | 176153.7 | 51.4832 | -2.5144
9537135 | 364378.01 | 176860.38 | 51.4896 | -2.5145
617321430 | 364380.68 | 167940.82 | 51.4094 | -2.5135
353009752 | 364380.55 | 174114.39 | 51.4649 | -2.5141
37595457 | 364380.09 | 190976.01 | 51.6165 | -2.5159
618994170 | 364382.76 | 167944.83 | 51.4094 | -2.5135
9544019 | 364382.81 | 174227.87 | 51.4659 | -2.5141
9543195 | 364383.9 | 168978.5 | 51.4187 | -2.5136
9544039 | 364384.3 | 174856.3 | 51.4715 | -2.5142
162221552 | 364385.64 | 167532.45 | 51.4057 | -2.5134
9537115 | 364385.2 | 176003.3 | 51.4819 | -2.5143
9544439 | 364385.5 | 182905.2 | 51.5439 | -2.515
9543853 | 364386.7 | 171594.6 | 51.4422 | -2.5138
9537030 | 364386 | 175237.7 | 51.475 | -2.5142
677295862 | 364386.07 | 176472.71 | 51.4861 | -2.5143
9537038 | 364388.98 | 175183.58 | 51.4745 | -2.5141
9537213 | 364389 | 178293.3 | 51.5024 | -2.5144
9535346 | 364389.28 | 191154.1 | 51.6181 | -2.5157
9537034 | 364392 | 175398.9 | 51.4764 | -2.5141
672917748 | 364391.16 | 190384.22 | 51.6112 | -2.5156
9543976 | 364392.71 | 173924.14 | 51.4632 | -2.514
21067265 | 364392.63 | 174933.32 | 51.4722 | -2.5141
9544059 | 364393.1 | 174691.6 | 51.4701 | -2.514
35689731 | 364393.73 | 190283.55 | 51.6102 | -2.5156
139941519 | 364394.6 | 168212.2 | 51.4118 | -2.5133
9543191 | 364395.2 | 168105.9 | 51.4108 | -2.5133
9543928 | 364395.5 | 173022.6 | 51.455 | -2.5138
35689128 | 364395.17 | 190178.21 | 51.6093 | -2.5156
9543876 | 364396.29 | 172144.73 | 51.4472 | -2.5137
9535350 | 364397.92 | 191094.59 | 51.6175 | -2.5156
9543905 | 364398.5 | 172659.1 | 51.4518 | -2.5137
9543901 | 364398.4 | 172850.75 | 51.4535 | -2.5138
36126344 | 364398.91 | 189960 | 51.6073 | -2.5155
613304849 | 364398.01 | 191029.71 | 51.617 | -2.5156
9537198 | 364399.9 | 177991.9 | 51.4997 | -2.5143
9543856 | 364400.95 | 171651.86 | 51.4427 | -2.5136
9535357 | 364400.41 | 191028.1 | 51.6169 | -2.5156
9543193 | 364401.7 | 168027.8 | 51.4101 | -2.5132
9543934 | 364403.5 | 173396.2 | 51.4584 | -2.5137
41339027 | 364403.35 | 192092.43 | 51.6265 | -2.5156
9537058 | 364404.93 | 175604.26 | 51.4783 | -2.514
9537133 | 364404.5 | 176911.27 | 51.49 | -2.5141
9551996 | 364405.11 | 172647.37 | 51.4517 | -2.5136
9537039 | 364406.66 | 175222.3 | 51.4748 | -2.5139
9537145 | 364407 | 176682 | 51.488 | -2.514
9537140 | 364407.5 | 176776.8 | 51.4888 | -2.514
9543902 | 364408.33 | 172804.29 | 51.4531 | -2.5136
36145415 | 364408.45 | 190985.88 | 51.6166 | -2.5155
353001084 | 364411.99 | 171643.87 | 51.4427 | -2.5134
9543960 | 364411.69 | 173807.92 | 51.4621 | -2.5137
9537130 | 364411.55 | 176791.95 | 51.4889 | -2.514
37325185 | 364411.99 | 190912.61 | 51.6159 | -2.5154
9543160 | 364412.31 | 167477.24 | 51.4052 | -2.513
9543907 | 364412.6 | 172582.5 | 51.4511 | -2.5135
9537037 | 364412.7 | 175266.1 | 51.4752 | -2.5138
353001079 | 364413.87 | 171647.41 | 51.4427 | -2.5134
9543933 | 364413.56 | 173274.91 | 51.4573 | -2.5136
9543909 | 364414.6 | 172553.3 | 51.4508 | -2.5135
9543891 | 364416.03 | 172240.77 | 51.448 | -2.5134
9544443 | 364416.13 | 189497.67 | 51.6032 | -2.5152
9537176 | 364417.07 | 177025.13 | 51.491 | -2.5139
9537046 | 364418.99 | 175464.04 | 51.477 | -2.5137
618994146 | 364419.68 | 171858.52 | 51.4446 | -2.5134
9543937 | 364420.2 | 173314.2 | 51.4577 | -2.5135
9543990 | 364421 | 174122.1 | 51.4649 | -2.5136
9544000 | 364422 | 174362.42 | 51.4671 | -2.5136
9544038 | 364425.71 | 174778.89 | 51.4708 | -2.5136
567327778 | 364425.83 | 176627.8 | 51.4875 | -2.5138
620015513 | 364425.26 | 177381.93 | 51.4942 | -2.5138
9543977 | 364426.35 | 173987.11 | 51.4637 | -2.5135
162228692 | 364427.47 | 167632.64 | 51.4066 | -2.5128
9543997 | 364428.81 | 174285.9 | 51.4664 | -2.5135
9543878 | 364429.26 | 172249.57 | 51.4481 | -2.5133
9543903 | 364429.72 | 172809.17 | 51.4531 | -2.5133
9537207 | 364429.9 | 178206.7 | 51.5017 | -2.5139
9543164 | 364430.13 | 167549.09 | 51.4058 | -2.5128
9535302 | 364430.2 | 190320.4 | 51.6106 | -2.5151
9543167 | 364431.19 | 167694.29 | 51.4071 | -2.5128
9543941 | 364431.6 | 173514.1 | 51.4595 | -2.5134
426712876 | 364431.05 | 174471.01 | 51.4681 | -2.5134
9536992 | 364433 | 175032.06 | 51.4731 | -2.5135
9535351 | 364432.69 | 191092.52 | 51.6175 | -2.5151
9543991 | 364433.7 | 174177.2 | 51.4654 | -2.5134
146713854 | 364435.97 | 167647.16 | 51.4067 | -2.5127
9537036 | 364435.8 | 175325.3 | 51.4758 | -2.5135
9537126 | 364435.03 | 176489.75 | 51.4862 | -2.5136
9537175 | 364435.79 | 177027.38 | 51.4911 | -2.5136
9537059 | 364436.85 | 175519.69 | 51.4775 | -2.5135
9536993 | 364437.23 | 175081.03 | 51.4736 | -2.5134
579256466 | 364437.07 | 175834.28 | 51.4803 | -2.5135
9537064 | 364437.1 | 175920.8 | 51.4811 | -2.5135
9543192 | 364438.8 | 168159.6 | 51.4113 | -2.5127
9544033 | 364438.85 | 174561.12 | 51.4689 | -2.5134
9544065 | 364438.8 | 174947 | 51.4724 | -2.5134
21807509 | 364439.65 | 171377.25 | 51.4403 | -2.513
9544036 | 364440.5 | 174609 | 51.4693 | -2.5133
9537089 | 364440.2 | 175741.5 | 51.4795 | -2.5134
632414676 | 364441.46 | 174556.24 | 51.4688 | -2.5133
9537222 | 364441.39 | 179659.15 | 51.5147 | -2.5138
353001114 | 364442.78 | 172232.65 | 51.4479 | -2.5131
632414685 | 364442.09 | 174554.51 | 51.4688 | -2.5133
9544444 | 364442.51 | 189427.86 | 51.6026 | -2.5148
9543989 | 364443.99 | 174086.85 | 51.4646 | -2.5132
9537063 | 364443.59 | 175946.1 | 51.4813 | -2.5134
9543185 | 364444.4 | 168313.6 | 51.4127 | -2.5126
41333033 | 364444.01 | 190219.66 | 51.6097 | -2.5149
9543931 | 364445.57 | 173092.36 | 51.4557 | -2.5131
9535303 | 364445.28 | 190413.19 | 51.6114 | -2.5149
9543879 | 364446.8 | 172304.5 | 51.4486 | -2.513
9543957 | 364446.1 | 173739.4 | 51.4615 | -2.5132
36100210 | 364447.21 | 189888.45 | 51.6067 | -2.5148
585708775 | 364448.01 | 171690.22 | 51.4431 | -2.5129
9543855 | 364448.43 | 171727.59 | 51.4434 | -2.5129
9537129 | 364448.2 | 176772.08 | 51.4888 | -2.5134
9537060 | 364449.9 | 175600.5 | 51.4782 | -2.5133
9537062 | 364449.14 | 175789.58 | 51.4799 | -2.5133
9543958 | 364450.2 | 173871.7 | 51.4627 | -2.5131
9535304 | 364450.42 | 190217.87 | 51.6097 | -2.5148
596415568 | 364451.4 | 171589.9 | 51.4422 | -2.5129
9537131 | 364451.19 | 176850.42 | 51.4895 | -2.5134
9543936 | 364452.3 | 173477.4 | 51.4591 | -2.513
541590107 | 364452.6 | 177238.7 | 51.493 | -2.5134
41333041 | 364452.08 | 190211.13 | 51.6096 | -2.5147
9543199 | 364454.93 | 169288.56 | 51.4215 | -2.5126
9544037 | 364454.58 | 174697.16 | 51.4701 | -2.5131
9537065 | 364455.8 | 175875.3 | 51.4807 | -2.5132
185359773 | 364455.6 | 178235.3 | 51.5019 | -2.5135
467681708 | 364455.9 | 183824.52 | 51.5522 | -2.514
21281332 | 364457.9 | 174919.38 | 51.4721 | -2.5131
144579237 | 364457.75 | 190228.84 | 51.6098 | -2.5147
9535313 | 364457.24 | 190831.76 | 51.6152 | -2.5147
9535307 | 364459.81 | 190971.28 | 51.6164 | -2.5147
9543996 | 364460 | 174290.7 | 51.4665 | -2.513
9535336 | 364460.3 | 190861.6 | 51.6154 | -2.5147
353000858 | 364461.58 | 168054.86 | 51.4104 | -2.5124
9543899 | 364461.7 | 172944.2 | 51.4544 | -2.5129
9544995 | 364461.3 | 178317.1 | 51.5027 | -2.5134
9543999 | 364462.96 | 174374.8 | 51.4672 | -2.513
9537035 | 364462.8 | 175403.4 | 51.4765 | -2.5131
9544042 | 364463.56 | 174838.98 | 51.4714 | -2.513
9537061 | 364464.5 | 175772.91 | 51.4798 | -2.5131
9552305 | 364467.79 | 172911.89 | 51.4541 | -2.5128
9543994 | 364467.03 | 174243.55 | 51.466 | -2.5129
133191656 | 364467.41 | 174550.2 | 51.4688 | -2.5129
654578490 | 364468.28 | 174547.18 | 51.4688 | -2.5129
9537132 | 364469.56 | 176814.4 | 51.4891 | -2.5131
620015495 | 364469.57 | 177439.73 | 51.4948 | -2.5132
635143938 | 364470.98 | 171602.57 | 51.4423 | -2.5126
9535352 | 364470.33 | 191111.51 | 51.6177 | -2.5146
9543932 | 364472 | 173175.7 | 51.4564 | -2.5127
35691172 | 364471.42 | 190121.62 | 51.6088 | -2.5145
36881919 | 364471.67 | 191265.21 | 51.6191 | -2.5146
467681745 | 364472.64 | 184080.01 | 51.5545 | -2.5138
467681733 | 364473.18 | 184084.07 | 51.5545 | -2.5138
9550178 | 364473.94 | 184089.67 | 51.5546 | -2.5138
9543906 | 364475 | 172595 | 51.4512 | -2.5126
9543992 | 364474.6 | 174171.3 | 51.4654 | -2.5128
9537197 | 364474.1 | 177566.5 | 51.4959 | -2.5131
9543978 | 364476.72 | 173913.27 | 51.4631 | -2.5127
21053647 | 364476.16 | 175145.32 | 51.4741 | -2.5129
9537044 | 364477.1 | 175410.2 | 51.4765 | -2.5129
9543881 | 364478.4 | 172367.1 | 51.4492 | -2.5126
9536991 | 364478.89 | 175009.08 | 51.4729 | -2.5128
21807570 | 364479.73 | 171454.96 | 51.441 | -2.5125
9543935 | 364479.2 | 173400.6 | 51.4585 | -2.5126
9544035 | 364479.98 | 174533.26 | 51.4686 | -2.5128
9536994 | 364479.31 | 175105.82 | 51.4738 | -2.5128
9537091 | 364479.6 | 176122.31 | 51.4829 | -2.5129
9543158 | 364480.69 | 167475.14 | 51.4052 | -2.512
353009742 | 364480.93 | 172558.91 | 51.4509 | -2.5125
9543184 | 364481.6 | 168431.7 | 51.4138 | -2.5121
9543908 | 364481.6 | 172513.3 | 51.4505 | -2.5125
9537040 | 364481.98 | 175207.4 | 51.4747 | -2.5128
9543900 | 364482.8 | 172864.8 | 51.4536 | -2.5126
9537045 | 364482.37 | 175343.45 | 51.4759 | -2.5128
477023288 | 364482.46 | 178918.64 | 51.5081 | -2.5132
9535308 | 364482.6 | 190910.4 | 51.6159 | -2.5144
9543929 | 364483.5 | 173257.21 | 51.4572 | -2.5126
139941460 | 364484.18 | 168603.1 | 51.4153 | -2.5121
581189930 | 364486.03 | 171693.77 | 51.4431 | -2.5124
9537092 | 364486.7 | 176443.1 | 51.4858 | -2.5129
9544445 | 364486.82 | 189475.07 | 51.603 | -2.5142
9543183 | 364487.3 | 168454.5 | 51.414 | -2.512
596415583 | 364487.24 | 171653.11 | 51.4427 | -2.5124
17665590 | 364487.52 | 173656.32 | 51.4608 | -2.5126
9544041 | 364488.44 | 174888.93 | 51.4718 | -2.5127
168072497 | 364490.2 | 168561.74 | 51.4149 | -2.512
9537090 | 364490.5 | 175899.2 | 51.4809 | -2.5127
9537136 | 364491.51 | 176992.05 | 51.4908 | -2.5128
9537221 | 364491.7 | 179037.4 | 51.5091 | -2.513
21807557 | 364496.26 | 171483.63 | 51.4412 | -2.5122
21067260 | 364496.34 | 174959.24 | 51.4725 | -2.5126
9537048 | 364496.3 | 175461 | 51.477 | -2.5126
9535312 | 364496 | 190743.2 | 51.6144 | -2.5142
9543166 | 364497.7 | 167678.7 | 51.407 | -2.5118
36127360 | 364497.19 | 189901.07 | 51.6068 | -2.5141
9535438 | 364498.55 | 191181.09 | 51.6183 | -2.5142
353013227 | 364499.08 | 173122.69 | 51.456 | -2.5123
636001977 | 364499.88 | 176719.15 | 51.4883 | -2.5127
620015521 | 364499.52 | 177316.29 | 51.4937 | -2.5128
9535440 | 364499.19 | 191250.62 | 51.6189 | -2.5142
9544073 | 364500.4 | 171901.5 | 51.445 | -2.5122
677295290 | 364500.72 | 176558.46 | 51.4868 | -2.5127
83947913 | 364500.34 | 191359.46 | 51.6199 | -2.5142
546085959 | 364501.7 | 176366.71 | 51.4851 | -2.5126
9544070 | 364502.68 | 170807.78 | 51.4351 | -2.5121
9544189 | 364502.29 | 173975.65 | 51.4636 | -2.5124
9537344 | 364502.75 | 176878.8 | 51.4897 | -2.5127
41237649 | 364502.82 | 190577.4 | 51.6129 | -2.5141
9537369 | 364503.2 | 177522.6 | 51.4955 | -2.5127
619160731 | 364504.03 | 174250.25 | 51.4661 | -2.5124
9543270 | 364506.7 | 168134.9 | 51.4111 | -2.5117
9543292 | 364506.4 | 169428.3 | 51.4227 | -2.5119
642261425 | 364507.7 | 191327.14 | 51.6196 | -2.5141
606608209 | 364508.5 | 168960.01 | 51.4185 | -2.5118
596415560 | 364508.75 | 171548.85 | 51.4418 | -2.512
9544125 | 364509.09 | 172787.07 | 51.4529 | -2.5122
9535432 | 364509.39 | 190853.1 | 51.6154 | -2.514
9544174 | 364510.32 | 173551.17 | 51.4598 | -2.5122
138212237 | 364511.1 | 168112.79 | 51.4109 | -2.5117
9544118 | 364511.6 | 172682.7 | 51.452 | -2.5121
9544191 | 364511.6 | 173820.8 | 51.4622 | -2.5122
9537226 | 364511.2 | 175255.9 | 51.4751 | -2.5124
9537400 | 364511.23 | 179229.39 | 51.5109 | -2.5128
618994135 | 364512.86 | 171809.13 | 51.4442 | -2.512
36127344 | 364512.33 | 189965.36 | 51.6074 | -2.5138
9544201 | 364513.9 | 173743.3 | 51.4615 | -2.5122
9544232 | 364513.41 | 174042.68 | 51.4642 | -2.5122
9543268 | 364514.8 | 168284.9 | 51.4125 | -2.5116
623705940 | 364514.82 | 174590.23 | 51.4692 | -2.5123
639468139 | 364514.04 | 179221.08 | 51.5108 | -2.5127
9535362 | 364514.47 | 190253.79 | 51.61 | -2.5138
353009762 | 364515.59 | 171806.1 | 51.4441 | -2.512
9544128 | 364515.6 | 172801.2 | 51.4531 | -2.5121
467681790 | 364515.59 | 184239.8 | 51.5559 | -2.5132
9544129 | 364516.1 | 172804.9 | 51.4531 | -2.5121
353009822 | 364516.47 | 173900.67 | 51.463 | -2.5122
9544114 | 364517.9 | 172563.6 | 51.4509 | -2.512
467681778 | 364517.28 | 184243.56 | 51.5559 | -2.5132
9544192 | 364519.8 | 173852.4 | 51.4625 | -2.5121
619160721 | 364519.24 | 174397.13 | 51.4674 | -2.5122
36100285 | 364520.84 | 189657.72 | 51.6046 | -2.5137
9535433 | 364523.4 | 190821.4 | 51.6151 | -2.5138
9537343 | 364524.59 | 176926.68 | 51.4902 | -2.5124
36100295 | 364524.24 | 189835.25 | 51.6062 | -2.5137
9537317 | 364525.9 | 176039.9 | 51.4822 | -2.5123
9544086 | 364526.1 | 172076.9 | 51.4466 | -2.5118
9544244 | 364526.1 | 174119.3 | 51.4649 | -2.512
9537339 | 364526.6 | 176762.9 | 51.4887 | -2.5123
353011970 | 364526.02 | 189631.79 | 51.6044 | -2.5136
9544089 | 364527.3 | 172139.11 | 51.4471 | -2.5118
9544278 | 364527.92 | 174742.19 | 51.4705 | -2.5121
677517665 | 364527.73 | 176707.12 | 51.4882 | -2.5123
9543202 | 364528.9 | 167497.3 | 51.4054 | -2.5114
9537314 | 364528.92 | 176257.01 | 51.4841 | -2.5122
9535435 | 364528.45 | 191205.41 | 51.6185 | -2.5137
9544150 | 364529.8 | 173395.2 | 51.4584 | -2.5119
468353162 | 364529.87 | 175388.29 | 51.4763 | -2.5121
9537291 | 364529.1 | 175942.8 | 51.4813 | -2.5122
9535361 | 364529.7 | 190347.8 | 51.6108 | -2.5136
9544190 | 364530.6 | 173947.8 | 51.4634 | -2.512
9537345 | 364530.81 | 176968.65 | 51.4905 | -2.5123
188933839 | 364530.5 | 177386.9 | 51.4943 | -2.5123
9535425 | 364530.69 | 190734.57 | 51.6143 | -2.5137
9544151 | 364531.2 | 173406.2 | 51.4585 | -2.5119
9544268 | 364531.96 | 174792.99 | 51.471 | -2.512
9537368 | 364531.8 | 177171.5 | 51.4924 | -2.5123
9544173 | 364532.2 | 173008.9 | 51.4549 | -2.5118
9544149 | 364532.2 | 173307.7 | 51.4576 | -2.5119
9544221 | 364532.97 | 174195.03 | 51.4656 | -2.512
9543287 | 364533.9 | 168678.83 | 51.416 | -2.5114
352998592 | 364533.94 | 175208.36 | 51.4747 | -2.5121
361873614 | 364534.98 | 173125.68 | 51.456 | -2.5118
361873609 | 364535.36 | 173131.13 | 51.456 | -2.5118
9537225 | 364535.93 | 175167.6 | 51.4743 | -2.512
36126295 | 364535.89 | 190162.46 | 51.6092 | -2.5135
9535424 | 364535.99 | 190713.27 | 51.6141 | -2.5136
9535439 | 364535.76 | 191241.49 | 51.6189 | -2.5136
9535417 | 364536.2 | 190601.1 | 51.6131 | -2.5136
596415575 | 364537.13 | 171606.28 | 51.4423 | -2.5116
9544145 | 364537.75 | 173113.08 | 51.4559 | -2.5118
9537340 | 364537.4 | 176833.07 | 51.4893 | -2.5122
353009802 | 364539.37 | 173120.55 | 51.4559 | -2.5118
625523059 | 364540.79 | 177480.9 | 51.4951 | -2.5122
9550167 | 364540.27 | 183543.75 | 51.5497 | -2.5128
9544092 | 364543 | 172195.3 | 51.4476 | -2.5116
9544246 | 364542.8 | 174517.6 | 51.4685 | -2.5119
36465362 | 364542.39 | 177593.67 | 51.4962 | -2.5122
9537404 | 364542.6 | 179487 | 51.5132 | -2.5124
9535437 | 364543.53 | 191073.21 | 51.6174 | -2.5135
91430609 | 364545.44 | 192211.88 | 51.6276 | -2.5136
36506933 | 364547.57 | 168158.18 | 51.4113 | -2.5111
9537223 | 364547.97 | 175077.69 | 51.4735 | -2.5118
353028984 | 364549.77 | 179479.86 | 51.5131 | -2.5123
36127015 | 364549.83 | 189656.92 | 51.6046 | -2.5133
162220736 | 364550.92 | 167544.24 | 51.4058 | -2.511
36126338 | 364550.66 | 190093.41 | 51.6085 | -2.5133
9544233 | 364551.4 | 174032.7 | 51.4641 | -2.5117
207245635 | 364551.71 | 179483.11 | 51.5132 | -2.5122
36126284 | 364551.42 | 190173.53 | 51.6093 | -2.5133
9544093 | 364552.2 | 172478.1 | 51.4502 | -2.5115
9543291 | 364553.11 | 169332.2 | 51.4219 | -2.5112
36127416 | 364553.44 | 189873.87 | 51.6066 | -2.5132
9537348 | 364554.05 | 176679.05 | 51.4879 | -2.5119
9535436 | 364554.66 | 191128.88 | 51.6179 | -2.5134
9537347 | 364555.6 | 176754.9 | 51.4886 | -2.5119
9544091 | 364556.4 | 172221.4 | 51.4479 | -2.5114
619160750 | 364556.7 | 174147.73 | 51.4652 | -2.5116
195389942 | 364556.5 | 175326.73 | 51.4758 | -2.5117
9544279 | 364557.48 | 174987.48 | 51.4727 | -2.5117
642261433 | 364557.1 | 191307.12 | 51.6195 | -2.5133
9544146 | 364558.3 | 173110.7 | 51.4559 | -2.5115
9537318 | 364558.2 | 176094.6 | 51.4827 | -2.5118
9535431 | 364559.12 | 190938.43 | 51.6161 | -2.5133
353009772 | 364561.13 | 171878.71 | 51.4448 | -2.5113
9544193 | 364561.94 | 173904.31 | 51.463 | -2.5115
9537353 | 364562.1 | 177448.5 | 51.4949 | -2.5119
9544231 | 364563.4 | 174110.9 | 51.4648 | -2.5115
9537341 | 364563.86 | 176808.47 | 51.4891 | -2.5118
353009767 | 364564.52 | 171876.62 | 51.4448 | -2.5113
9544218 | 364564.6 | 174359.1 | 51.4671 | -2.5115
9544272 | 364564.85 | 174898.06 | 51.4719 | -2.5116
9537396 | 364564.88 | 178865.34 | 51.5076 | -2.512
9535427 | 364564.2 | 190834.3 | 51.6152 | -2.5132
9537227 | 364566.86 | 175223.61 | 51.4749 | -2.5116
9535423 | 364566.24 | 190740.98 | 51.6144 | -2.5131
9544267 | 364567.45 | 174861.56 | 51.4716 | -2.5115
9544266 | 364567.63 | 174868.78 | 51.4717 | -2.5115
9535434 | 364567.74 | 190671.94 | 51.6137 | -2.5131
9543233 | 364568.14 | 167650.8 | 51.4068 | -2.5108
9547245 | 364568.11 | 172649.86 | 51.4517 | -2.5113
9544072 | 364569.56 | 171869.99 | 51.4447 | -2.5112
424294497 | 364570.19 | 173497.05 | 51.4593 | -2.5113
36465351 | 364571.56 | 177675.52 | 51.4969 | -2.5118
9537342 | 364572.8 | 176824.2 | 51.4892 | -2.5117
9544282 | 364575.11 | 174567.48 | 51.469 | -2.5114
9537228 | 364575.51 | 175295.77 | 51.4755 | -2.5115
9537311 | 364575.83 | 176057.15 | 51.4823 | -2.5115
630216274 | 364575.1 | 177255.61 | 51.4931 | -2.5117
353009812 | 364576.06 | 173573.61 | 51.46 | -2.5113
668703417 | 364576.35 | 173749.57 | 51.4616 | -2.5113
224747515 | 364576.82 | 173904.28 | 51.463 | -2.5113
9535395 | 364576.3 | 190420.7 | 51.6115 | -2.513
362553366 | 364577.02 | 173423.18 | 51.4587 | -2.5112
668702968 | 364577.15 | 173892.53 | 51.4629 | -2.5113
353009837 | 364578.79 | 173901.02 | 51.463 | -2.5113
9544242 | 364578.04 | 174329.09 | 51.4668 | -2.5113
578901728 | 364578.57 | 174645.29 | 51.4697 | -2.5113
9537403 | 364578.99 | 179430.91 | 51.5127 | -2.5118
596415591 | 364579.56 | 171629.56 | 51.4425 | -2.511
353009817 | 364579.72 | 173575.23 | 51.46 | -2.5112
632227353 | 364579.7 | 174469.03 | 51.4681 | -2.5113
36127033 | 364579.99 | 189793.48 | 51.6059 | -2.5129
36127923 | 364579.62 | 189934.82 | 51.6071 | -2.5129
9535422 | 364579.5 | 190766.9 | 51.6146 | -2.513
667787223 | 364580.89 | 173669.03 | 51.4609 | -2.5112
9537274 | 364580.4 | 175998.1 | 51.4818 | -2.5115
498429656 | 364581.79 | 174573.23 | 51.469 | -2.5113
9544502 | 364581.67 | 189539.06 | 51.6036 | -2.5128
41066614 | 364582.77 | 177846.96 | 51.4984 | -2.5116
467681829 | 364582.65 | 184387.75 | 51.5572 | -2.5123
642261419 | 364582.4 | 191388.12 | 51.6202 | -2.513
9544236 | 364583.93 | 174115.18 | 51.4649 | -2.5112
21807503 | 364584.38 | 171484.65 | 51.4412 | -2.5109
630600602 | 364584.52 | 172292.55 | 51.4485 | -2.511
9537316 | 364584.59 | 176381.64 | 51.4853 | -2.5114
36541315 | 364584.54 | 177697.74 | 51.4971 | -2.5116
36784953 | 364584.14 | 177756.12 | 51.4976 | -2.5116
467681817 | 364584.62 | 184391.23 | 51.5573 | -2.5122
596415552 | 364585.34 | 171571.88 | 51.442 | -2.5109
9544188 | 364585.4 | 173977.6 | 51.4636 | -2.5112
125976108 | 364586.09 | 178028.46 | 51.5001 | -2.5116
581189965 | 364588.25 | 171483.2 | 51.4412 | -2.5109
9544216 | 364588.54 | 174465.18 | 51.468 | -2.5112
9535365 | 364588.5 | 190315.7 | 51.6105 | -2.5128
581189935 | 364589.71 | 171678.5 | 51.443 | -2.5109
535029001 | 364589.47 | 175093.16 | 51.4737 | -2.5112
9537257 | 364589.5 | 175595.4 | 51.4782 | -2.5113
9543207 | 364590.5 | 167461.9 | 51.4051 | -2.5105
9544235 | 364590.65 | 174034.34 | 51.4642 | -2.5111
9535445 | 364590.92 | 191203.29 | 51.6185 | -2.5128
9535418 | 364591.9 | 190611.19 | 51.6132 | -2.5128
9544077 | 364592.5 | 171814.7 | 51.4442 | -2.5109
528085131 | 364592.96 | 175447.28 | 51.4769 | -2.5112
644216783 | 364592.57 | 176813.63 | 51.4891 | -2.5114
9535419 | 364592.4 | 190591.6 | 51.613 | -2.5128
336317642 | 364593.23 | 174215.6 | 51.4658 | -2.5111
677517689 | 364593.81 | 176668.79 | 51.4878 | -2.5113
9544500 | 364593.08 | 189582.99 | 51.604 | -2.5126
9544143 | 364594.3 | 172938.6 | 51.4543 | -2.5109
668703637 | 364595.41 | 173617.35 | 51.4604 | -2.511
42832718 | 364595.79 | 177906.57 | 51.499 | -2.5114
9544481 | 364595.62 | 180568.34 | 51.5229 | -2.5117
420880305 | 364596.8 | 174638.98 | 51.4696 | -2.5111
9537276 | 364596.1 | 175860.7 | 51.4806 | -2.5112
9544501 | 364596.62 | 189591.76 | 51.604 | -2.5126
9535441 | 364596.28 | 191248.7 | 51.6189 | -2.5128
9537272 | 364597.61 | 175738.24 | 51.4795 | -2.5112
9552406 | 364597.86 | 176813.95 | 51.4891 | -2.5113
9537356 | 364597.07 | 177271.76 | 51.4933 | -2.5113
9544144 | 364598.08 | 173017.35 | 51.455 | -2.5109
566988770 | 364598.43 | 174635.33 | 51.4696 | -2.5111
168074225 | 364600.11 | 168209.9 | 51.4118 | -2.5104
36145393 | 364600.49 | 189471.2 | 51.603 | -2.5125
644925981 | 364600.84 | 191336.86 | 51.6197 | -2.5127
9543240 | 364601.17 | 168497.64 | 51.4144 | -2.5104
9537346 | 364602 | 176867.3 | 51.4896 | -2.5112
630612905 | 364602.11 | 168326.47 | 51.4128 | -2.5104
606467899 | 364602.58 | 168488.73 | 51.4143 | -2.5104
9535364 | 364602.49 | 190212.72 | 51.6096 | -2.5126
569959959 | 364603.11 | 176569.11 | 51.487 | -2.5112
670732178 | 364604.95 | 175693.23 | 51.4791 | -2.5111
37067962 | 364605.25 | 177835.17 | 51.4983 | -2.5113
529529111 | 364606.69 | 175401.99 | 51.4765 | -2.511
679174090 | 364606.24 | 175689.3 | 51.479 | -2.5111
9535443 | 364606.05 | 191056.79 | 51.6172 | -2.5126
9543203 | 364607.54 | 167485.11 | 51.4053 | -2.5102
613304762 | 364607.38 | 190661.65 | 51.6137 | -2.5125
9543290 | 364608.53 | 169478.4 | 51.4232 | -2.5104
362553424 | 364608.84 | 173509.76 | 51.4594 | -2.5108
9537309 | 364608.03 | 176138.36 | 51.4831 | -2.5111
9544122 | 364610 | 172766.9 | 51.4528 | -2.5107
9544148 | 364609.41 | 173091.69 | 51.4557 | -2.5107
9544247 | 364609.39 | 174544.67 | 51.4687 | -2.5109
9544271 | 364609.7 | 174874.6 | 51.4717 | -2.5109
626276887 | 364610.33 | 168234.95 | 51.412 | -2.5102
9537252 | 364611.5 | 175017.7 | 51.473 | -2.5109
9544109 | 364612.8 | 172374.1 | 51.4492 | -2.5106
9544147 | 364612.3 | 173082.31 | 51.4556 | -2.5107
353009913 | 364612.76 | 189466.39 | 51.6029 | -2.5124
36127563 | 364612.16 | 189837.5 | 51.6062 | -2.5124
9544119 | 364613.4 | 172725.1 | 51.4524 | -2.5107
9544142 | 364613.61 | 172962.85 | 51.4545 | -2.5107
9537273 | 364613.9 | 175934.7 | 51.4812 | -2.511
9545034 | 364615.79 | 175505.54 | 51.4774 | -2.5109
220987244 | 364616.2 | 175330.41 | 51.4758 | -2.5109
9544069 | 364617.3 | 170148.8 | 51.4292 | -2.5103
9544219 | 364618.9 | 174316.3 | 51.4667 | -2.5107
9537328 | 364618.32 | 176714.53 | 51.4883 | -2.511
37067994 | 364618.71 | 177887.8 | 51.4988 | -2.5111
9544116 | 364619.23 | 172591.41 | 51.4512 | -2.5106
9535392 | 364619.9 | 190424 | 51.6115 | -2.5123
9535430 | 364619.02 | 190966.78 | 51.6164 | -2.5124
642261441 | 364619.89 | 191286.51 | 51.6193 | -2.5124
362553317 | 364620.36 | 173557.13 | 51.4599 | -2.5106
9544228 | 364620.9 | 174167.4 | 51.4654 | -2.5107
426950224 | 364620.27 | 175933.87 | 51.4812 | -2.5109
21393551 | 364621.3 | 174310.1 | 51.4666 | -2.5107
232837562 | 364621.56 | 174557.27 | 51.4689 | -2.5107
9543257 | 364622.96 | 168239.51 | 51.4121 | -2.5101
596415544 | 364622.42 | 171544.39 | 51.4418 | -2.5104
9544074 | 364622.12 | 171940.5 | 51.4453 | -2.5104
636002082 | 364622.73 | 176913.45 | 51.49 | -2.5109
461537045 | 364623.05 | 173448.76 | 51.4589 | -2.5106
9544130 | 364624.3 | 172975.9 | 51.4546 | -2.5105
9543234 | 364625.84 | 167509.33 | 51.4055 | -2.51
9544263 | 364627.69 | 174797.97 | 51.471 | -2.5107
353013986 | 364627.18 | 175996.17 | 51.4818 | -2.5108
636847428 | 364628.25 | 176500.62 | 51.4863 | -2.5108
190402470 | 364629.74 | 173888.57 | 51.4629 | -2.5105
353013980 | 364629.38 | 175999.51 | 51.4818 | -2.5108
9535426 | 364631.7 | 190795.01 | 51.6149 | -2.5122
642261412 | 364631.33 | 191362.1 | 51.62 | -2.5123
9543238 | 364632.61 | 168389.33 | 51.4134 | -2.5099
9537253 | 364632.56 | 175080.51 | 51.4736 | -2.5106
9537374 | 364633.12 | 177506.25 | 51.4954 | -2.5108
9535421 | 364633.82 | 190735.63 | 51.6143 | -2.5122
9535429 | 364633.78 | 190911.82 | 51.6159 | -2.5122
9544234 | 364634.9 | 174012.7 | 51.464 | -2.5105
9537312 | 364635.5 | 176011.7 | 51.4819 | -2.5107
9537354 | 364635.14 | 177358.91 | 51.4941 | -2.5108
9544078 | 364637.2 | 171782.9 | 51.4439 | -2.5102
253646816 | 364637.3 | 174434.59 | 51.4678 | -2.5105
9544094 | 364638.9 | 172465.5 | 51.4501 | -2.5103
9544264 | 364638.15 | 174784.44 | 51.4709 | -2.5105
9535391 | 364638.98 | 190494.01 | 51.6122 | -2.5121
636001918 | 364639.81 | 176998.66 | 51.4908 | -2.5107
9537233 | 364642.62 | 175423.94 | 51.4767 | -2.5105
581627422 | 364643.4 | 174975.73 | 51.4726 | -2.5104
9537260 | 364643.8 | 175633.8 | 51.4785 | -2.5105
9535428 | 364643.2 | 190855.5 | 51.6154 | -2.512
581189955 | 364644.83 | 171536.26 | 51.4417 | -2.5101
9544124 | 364644.4 | 172896.2 | 51.4539 | -2.5102
577245092 | 364644.04 | 174611.09 | 51.4694 | -2.5104
420880442 | 364645.95 | 174615.73 | 51.4694 | -2.5104
9544277 | 364645.77 | 174619.51 | 51.4694 | -2.5104
9537256 | 364645.2 | 175107.4 | 51.4738 | -2.5104
581189960 | 364646.1 | 171474.3 | 51.4411 | -2.5101
596415599 | 364646.36 | 171659.84 | 51.4428 | -2.5101
9544223 | 364646.98 | 174253.97 | 51.4661 | -2.5103
577244922 | 364646.18 | 174625.81 | 51.4695 | -2.5104
577244914 | 364646.7 | 174628.46 | 51.4695 | -2.5104
577245003 | 364646.86 | 174636.29 | 51.4696 | -2.5104
37339694 | 364646.99 | 177643.82 | 51.4966 | -2.5107
9543206 | 364647.1 | 167447.2 | 51.4049 | -2.5096
577244929 | 364647.69 | 174628.07 | 51.4695 | -2.5104
577244892 | 364647.05 | 174631.54 | 51.4695 | -2.5104
577244945 | 364648.28 | 174627.39 | 51.4695 | -2.5103
9535420 | 364648.01 | 190649.28 | 51.6136 | -2.512
577244986 | 364649.28 | 174625.63 | 51.4695 | -2.5103
577244978 | 364649.87 | 174628.64 | 51.4695 | -2.5103
9535442 | 364649.15 | 191192.19 | 51.6184 | -2.512
37475855 | 364649.29 | 192515.95 | 51.6303 | -2.5121
9544176 | 364651.2 | 173679.3 | 51.461 | -2.5102
9537251 | 364651.44 | 175018.8 | 51.473 | -2.5103
9537254 | 364651.82 | 175071.66 | 51.4735 | -2.5103
36127929 | 364651.09 | 189954.11 | 51.6073 | -2.5118
9535399 | 364651.77 | 190499.43 | 51.6122 | -2.5119
608610462 | 364652.21 | 168548.34 | 51.4148 | -2.5097
340519985 | 364653.35 | 175955.63 | 51.4814 | -2.5104
362553352 | 364654.86 | 173441.01 | 51.4588 | -2.5101
420880534 | 364654.26 | 174658.13 | 51.4698 | -2.5103
353013594 | 364654.05 | 189661.74 | 51.6047 | -2.5118
36127070 | 364655.67 | 189775.16 | 51.6057 | -2.5118
578785686 | 364656.2 | 172509.8 | 51.4505 | -2.51
23153533 | 364657.87 | 177971.73 | 51.4996 | -2.5105
606468472 | 364658.28 | 168610.11 | 51.4154 | -2.5096
9544076 | 364658.7 | 171865.8 | 51.4447 | -2.5099
38399872 | 364658.35 | 177821.7 | 51.4982 | -2.5105
9535403 | 364659.1 | 190539.5 | 51.6126 | -2.5118
36465379 | 364661.47 | 177556.5 | 51.4958 | -2.5104
37067977 | 364661.54 | 177896.56 | 51.4989 | -2.5105
577268464 | 364662.13 | 174706.84 | 51.4702 | -2.5101
9544126 | 364664.3 | 172931 | 51.4542 | -2.5099
577268472 | 364664.03 | 174707 | 51.4702 | -2.5101
21598670 | 364665.64 | 177941.23 | 51.4993 | -2.5104
9544169 | 364666.4 | 173338.1 | 51.4579 | -2.51
362553286 | 364667.59 | 173469.52 | 51.4591 | -2.5099
9544177 | 364667.13 | 173600.38 | 51.4603 | -2.51
21393567 | 364668.06 | 174689.43 | 51.4701 | -2.5101
340519991 | 364668.5 | 175961.34 | 51.4815 | -2.5102
9537327 | 364668.4 | 176618.8 | 51.4874 | -2.5103
9537351 | 364668.1 | 177390.4 | 51.4943 | -2.5103
9537230 | 364669.7 | 175242.8 | 51.475 | -2.5101
9544184 | 364670.5 | 173938.7 | 51.4633 | -2.51
617425334 | 364670.84 | 175711.07 | 51.4792 | -2.5101
22453469 | 364671.37 | 174680.22 | 51.47 | -2.51
36126333 | 364671.03 | 190037.04 | 51.6081 | -2.5116
461537053 | 364672.12 | 173527.4 | 51.4596 | -2.5099
253646809 | 364672.56 | 174394.85 | 51.4674 | -2.51
9544265 | 364672.66 | 174849.22 | 51.4715 | -2.51
9544108 | 364674.9 | 172296 | 51.4485 | -2.5097
353009863 | 364674.65 | 174846.32 | 51.4715 | -2.51
9544230 | 364675.44 | 174216.51 | 51.4658 | -2.5099
9537292 | 364675.9 | 175880.4 | 51.4808 | -2.5101
9543251 | 364676.44 | 168353.24 | 51.4131 | -2.5093
9544168 | 364676.36 | 173315.25 | 51.4577 | -2.5098
9537350 | 364676.7 | 177447.1 | 51.4949 | -2.5102
9535407 | 364676.87 | 190662.92 | 51.6137 | -2.5116
22453462 | 364677.92 | 174677.15 | 51.4699 | -2.5099
22810692 | 364677.23 | 174678.93 | 51.47 | -2.5099
9544087 | 364678.16 | 172008.29 | 51.446 | -2.5096
667768805 | 364678.54 | 173311.17 | 51.4577 | -2.5098
353009853 | 364679.49 | 174849.01 | 51.4715 | -2.5099
9543289 | 364680.3 | 168687.4 | 51.4161 | -2.5093
9544112 | 364680.8 | 172372.1 | 51.4492 | -2.5097
639466392 | 364680.55 | 174029.65 | 51.4641 | -2.5098
232837201 | 364680.3 | 174140.9 | 51.4651 | -2.5098
642261403 | 364680.67 | 191368.08 | 51.62 | -2.5116
9544088 | 364681.4 | 172097.6 | 51.4468 | -2.5096
353009848 | 364681.94 | 174845.35 | 51.4715 | -2.5099
9537308 | 364681.4 | 176114.8 | 51.4829 | -2.51
353009858 | 364683.25 | 174847.65 | 51.4715 | -2.5099
9550166 | 364683.9 | 183552.01 | 51.5497 | -2.5107
9535444 | 364683.46 | 191049.97 | 51.6172 | -2.5115
9544120 | 364685 | 172753.4 | 51.4526 | -2.5096
9544123 | 364685.4 | 172845.9 | 51.4535 | -2.5096
9544167 | 364686 | 173310.9 | 51.4577 | -2.5097
581189950 | 364686.59 | 171577.03 | 51.4421 | -2.5095
9544075 | 364686.95 | 171959.24 | 51.4455 | -2.5095
9544090 | 364688.8 | 172169.2 | 51.4474 | -2.5095
9544482 | 364688.2 | 180506.9 | 51.5224 | -2.5104
353011724 | 364688.64 | 184860.81 | 51.5615 | -2.5108
9544483 | 364689.85 | 180531.75 | 51.5226 | -2.5103
26687815 | 364689.98 | 184865.63 | 51.5615 | -2.5108
642261396 | 364689.2 | 191257.02 | 51.619 | -2.5114
9537326 | 364690.2 | 176725.5 | 51.4884 | -2.5099
9535384 | 364691.69 | 190407.86 | 51.6114 | -2.5113
37275929 | 364691.76 | 194254.86 | 51.646 | -2.5117
168074373 | 364693.88 | 168270.46 | 51.4123 | -2.5091
546859537 | 364693.66 | 173098.96 | 51.4558 | -2.5095
9535413 | 364694.62 | 190805.26 | 51.615 | -2.5113
9544080 | 364696.7 | 171805.6 | 51.4441 | -2.5094
618219268 | 364696 | 176287.4 | 51.4844 | -2.5098
9535446 | 364696.47 | 191136.66 | 51.6179 | -2.5113
9543284 | 364697.2 | 168522.4 | 51.4146 | -2.509
9537236 | 364697.44 | 175374.99 | 51.4762 | -2.5097
352998597 | 364698.23 | 175418.52 | 51.4766 | -2.5097
581189945 | 364699.04 | 171605.67 | 51.4423 | -2.5093
9543252 | 364700.72 | 168270.34 | 51.4123 | -2.509
9543294 | 364700.52 | 169616.85 | 51.4244 | -2.5091
9544079 | 364700.31 | 171884.27 | 51.4448 | -2.5093
9544131 | 364700.7 | 172626 | 51.4515 | -2.5094
9537310 | 364701 | 176090.7 | 51.4827 | -2.5097
584872877 | 364701.68 | 168469.71 | 51.4141 | -2.509
9544196 | 364701.8 | 173872.7 | 51.4627 | -2.5095
546085784 | 364702.3 | 176752.2 | 51.4886 | -2.5098
9543253 | 364704.81 | 168266.15 | 51.4123 | -2.5089
618321292 | 364704.94 | 175806.43 | 51.4801 | -2.5097
9543208 | 364705.17 | 167440.11 | 51.4049 | -2.5088
9544185 | 364705.4 | 173775.2 | 51.4618 | -2.5094
352998677 | 364705.33 | 177244.91 | 51.493 | -2.5098
352998692 | 364706.85 | 177255.09 | 51.4931 | -2.5098
36126469 | 364706.37 | 190201.69 | 51.6095 | -2.5111
9535447 | 364708.34 | 191087.12 | 51.6175 | -2.5111
9544178 | 364709.01 | 173625.95 | 51.4605 | -2.5094
583936981 | 364710.27 | 168401.94 | 51.4135 | -2.5088
9535415 | 364710.83 | 190868.95 | 51.6155 | -2.5111
9544262 | 364711.77 | 174916.12 | 51.4721 | -2.5095
9535390 | 364711.7 | 190466 | 51.6119 | -2.511
21393561 | 364712.1 | 175058.68 | 51.4734 | -2.5095
622630972 | 364712.46 | 175875.68 | 51.4807 | -2.5095
644741733 | 364713.28 | 179190.43 | 51.5105 | -2.5099
9544253 | 364715.8 | 174554.7 | 51.4688 | -2.5094
9537250 | 364715.92 | 175041.19 | 51.4732 | -2.5094
109418487 | 364716.38 | 189949.52 | 51.6073 | -2.5109
9537235 | 364717.83 | 175393.74 | 51.4764 | -2.5094
82783129 | 364717.25 | 190214.56 | 51.6096 | -2.5109
23914803 | 364718.01 | 173541.51 | 51.4597 | -2.5092
9537255 | 364718.4 | 175099.6 | 51.4737 | -2.5094
9544117 | 364719.2 | 172533.2 | 51.4507 | -2.5091
288871377 | 364719.56 | 174424.69 | 51.4677 | -2.5093
9535385 | 364719.38 | 190380.36 | 51.6111 | -2.5109
610123846 | 364719.11 | 190540.89 | 51.6126 | -2.5109
581189940 | 364722.58 | 171648.77 | 51.4427 | -2.509
9535400 | 364722.83 | 190598.14 | 51.6131 | -2.5109
9544269 | 364723.7 | 174972.3 | 51.4726 | -2.5093
9537261 | 364723.78 | 175686.75 | 51.479 | -2.5094
9537386 | 364723.6 | 177954.9 | 51.4994 | -2.5096
9544105 | 364724.6 | 172096.4 | 51.4467 | -2.509
352998662 | 364724.12 | 176569.14 | 51.487 | -2.5094
9543214 | 364725.05 | 167619.91 | 51.4065 | -2.5085
352998667 | 364725.65 | 176565.53 | 51.4869 | -2.5094
9535416 | 364725.74 | 190875.81 | 51.6156 | -2.5109
9544067 | 364727.8 | 170487.9 | 51.4323 | -2.5088
9544152 | 364727.24 | 173007.61 | 51.4549 | -2.509
9535386 | 364727.79 | 190437.49 | 51.6116 | -2.5108
9544081 | 364728.4 | 171741.9 | 51.4436 | -2.5089
9537332 | 364729 | 176542 | 51.4867 | -2.5094
9544226 | 364729.1 | 174253.9 | 51.4661 | -2.5091
9537313 | 364730 | 176012 | 51.482 | -2.5093
9537389 | 364730.04 | 178047.8 | 51.5003 | -2.5095
9537232 | 364731.3 | 175195.9 | 51.4746 | -2.5092
353028978 | 364731.83 | 176504.4 | 51.4864 | -2.5093
9543282 | 364732.2 | 168592.5 | 51.4152 | -2.5085
596581775 | 364732.67 | 174373.11 | 51.4672 | -2.5091
9535405 | 364732.34 | 190675.94 | 51.6138 | -2.5107
22453491 | 364733.42 | 174292.74 | 51.4665 | -2.5091
9535406 | 364733.13 | 190686.35 | 51.6139 | -2.5107
20027427 | 364734.08 | 175702.61 | 51.4792 | -2.5092
9544095 | 364736.9 | 172456.9 | 51.45 | -2.5089
622538660 | 364736.48 | 177325.48 | 51.4938 | -2.5093
365647006 | 364737.34 | 176495.85 | 51.4863 | -2.5092
644925997 | 364737.93 | 191252.63 | 51.619 | -2.5107
9544183 | 364739.6 | 173937 | 51.4633 | -2.509
193243488 | 364739.88 | 175380.48 | 51.4763 | -2.5091
353029763 | 364739.4 | 176495.54 | 51.4863 | -2.5092
9535404 | 364739.45 | 190523.62 | 51.6124 | -2.5106
9543247 | 364740.8 | 168393.45 | 51.4135 | -2.5084
9544104 | 364740.5 | 172117.9 | 51.4469 | -2.5088
546102332 | 364740.66 | 177433.63 | 51.4947 | -2.5093
667133046 | 364741.56 | 176493.2 | 51.4863 | -2.5092
9544121 | 364743.8 | 172806.9 | 51.4531 | -2.5088
9537278 | 364745.7 | 175739.6 | 51.4795 | -2.5091
9537298 | 364745.8 | 176455.4 | 51.4859 | -2.5091
670732387 | 364745.49 | 176468.07 | 51.4861 | -2.5091
9544179 | 364746.9 | 173693.4 | 51.4611 | -2.5088
9537234 | 364746.55 | 175411.19 | 51.4766 | -2.509
36812554 | 364746.13 | 190024.38 | 51.6079 | -2.5105
9537237 | 364747.6 | 175315.8 | 51.4757 | -2.509
9537300 | 364748 | 176337.16 | 51.4849 | -2.5091
9537277 | 364750.38 | 175917.88 | 51.4811 | -2.509
352998627 | 364750.88 | 175925.33 | 51.4812 | -2.509
643250821 | 364750.38 | 191203.58 | 51.6185 | -2.5105
9544172 | 364751.2 | 173103.2 | 51.4558 | -2.5087
623381866 | 364751.9 | 177194.9 | 51.4926 | -2.5091
9537299 | 364752.5 | 176455.29 | 51.4859 | -2.509
9544103 | 364753.6 | 172055.4 | 51.4464 | -2.5086
9537231 | 364753.8 | 175151.13 | 51.4742 | -2.5089
9544082 | 364755.07 | 171800.04 | 51.4441 | -2.5085
506293031 | 364756.95 | 168292.37 | 51.4125 | -2.5082
9544237 | 364756.3 | 174127.9 | 51.465 | -2.5087
9537263 | 364758.8 | 175524.7 | 51.4776 | -2.5088
9537360 | 364758.08 | 177190.5 | 51.4925 | -2.509
166118008 | 364760.97 | 167537.79 | 51.4058 | -2.508
9544215 | 364760.3 | 174489.1 | 51.4683 | -2.5087
9550026 | 364760.58 | 187572.45 | 51.5859 | -2.51
9537262 | 364761.87 | 175524.7 | 51.4776 | -2.5088
21410357 | 364761.18 | 177596.54 | 51.4962 | -2.509
469365448 | 364763.56 | 177618.75 | 51.4964 | -2.509
22242113 | 364765.85 | 174301.75 | 51.4666 | -2.5086
41453381 | 364765.54 | 176508.23 | 51.4864 | -2.5088
9537384 | 364768.34 | 177767.86 | 51.4977 | -2.5089
149066411 | 364769.9 | 168312.68 | 51.4127 | -2.508
668686004 | 364769.06 | 173498.91 | 51.4594 | -2.5085
41453387 | 364769.95 | 176509.11 | 51.4864 | -2.5088
9537372 | 364769.09 | 177831.24 | 51.4983 | -2.5089
37103681 | 364769.3 | 178178.35 | 51.5014 | -2.509
9544110 | 364770.9 | 172379.2 | 51.4493 | -2.5084
22242129 | 364770.87 | 174303.89 | 51.4666 | -2.5086
9544212 | 364770.4 | 174449 | 51.4679 | -2.5086
9544083 | 364772.3 | 171919.4 | 51.4452 | -2.5083
9544153 | 364773.98 | 173195.66 | 51.4566 | -2.5084
9535414 | 364773.89 | 190897.09 | 51.6158 | -2.5102
353009787 | 364774.16 | 172371.5 | 51.4492 | -2.5083
9535409 | 364774.92 | 190695.62 | 51.614 | -2.5101
9537281 | 364775.5 | 175968.4 | 51.4816 | -2.5086
9537305 | 364775.3 | 176058.7 | 51.4824 | -2.5087
9535401 | 364776.3 | 190642.1 | 51.6135 | -2.5101
9544240 | 364777.2 | 174229.5 | 51.4659 | -2.5084
9537307 | 364777.5 | 176150.5 | 51.4832 | -2.5086
646556225 | 364777.96 | 191179.76 | 51.6183 | -2.5101
9537335 | 364778.75 | 176587.86 | 51.4871 | -2.5087
9535448 | 364778.7 | 191031.43 | 51.617 | -2.5101
9544111 | 364779.8 | 172373.7 | 51.4492 | -2.5082
9544238 | 364779.6 | 174067.3 | 51.4645 | -2.5084
356579883 | 364780.1 | 172081.79 | 51.4466 | -2.5082
9537405 | 364780.1 | 179021.2 | 51.509 | -2.5089
9535383 | 364780.81 | 190447.65 | 51.6117 | -2.51
469365473 | 364781.44 | 177615.78 | 51.4964 | -2.5087
36812573 | 364782 | 189946.7 | 51.6072 | -2.5099
623381885 | 364782.96 | 177220.97 | 51.4928 | -2.5087
9544187 | 364783.67 | 173892.8 | 51.4629 | -2.5083
9544225 | 364783.93 | 174317.34 | 51.4667 | -2.5084
9537376 | 364783.9 | 177589.61 | 51.4961 | -2.5087
355746200 | 364784.87 | 177612.14 | 51.4963 | -2.5087
9537373 | 364784.3 | 177945 | 51.4993 | -2.5087
37293385 | 364784.35 | 178186.78 | 51.5015 | -2.5087
9537290 | 364785.87 | 175532.79 | 51.4776 | -2.5085
41237696 | 364785.81 | 191515.64 | 51.6213 | -2.5101
569955946 | 364786.47 | 168947.57 | 51.4184 | -2.5078
9544275 | 364787.1 | 174767.3 | 51.4708 | -2.5084
9544484 | 364788.82 | 180563.76 | 51.5229 | -2.5089
9535402 | 364788.55 | 190626.94 | 51.6134 | -2.5099
9543242 | 364789.8 | 168495.3 | 51.4144 | -2.5077
13827290 | 364789.47 | 172746.75 | 51.4526 | -2.5081
9544273 | 364789.8 | 174827.5 | 51.4713 | -2.5083
9537337 | 364789.6 | 176656.4 | 51.4877 | -2.5085
9537383 | 364789.9 | 177729.7 | 51.4974 | -2.5086
642261349 | 364789 | 191298.99 | 51.6194 | -2.51
9535411 | 364790.46 | 190838.25 | 51.6153 | -2.5099
673529737 | 364790.96 | 191172.04 | 51.6183 | -2.51
9552402 | 364791.56 | 171697.9 | 51.4432 | -2.508
641567958 | 364792.27 | 177728.55 | 51.4974 | -2.5086
9537306 | 364793.9 | 176061 | 51.4824 | -2.5084
535374418 | 364794.63 | 176184.31 | 51.4835 | -2.5084
9544252 | 364795.86 | 174564.59 | 51.4689 | -2.5082
9544485 | 364795.96 | 180552.63 | 51.5228 | -2.5088
9537391 | 364796.7 | 178106.7 | 51.5008 | -2.5086
9544467 | 364797.88 | 180409.7 | 51.5215 | -2.5088
13827331 | 364798.82 | 172670.56 | 51.4519 | -2.508
9544281 | 364798.49 | 174996.11 | 51.4728 | -2.5082
353009868 | 364798.56 | 174998.2 | 51.4728 | -2.5082
9543280 | 364799.9 | 168608.8 | 51.4154 | -2.5076
83005781 | 364801.93 | 192993.21 | 51.6346 | -2.51
9544096 | 364802.6 | 172431.3 | 51.4498 | -2.5079
9544106 | 364806.7 | 172210.6 | 51.4478 | -2.5078
610754768 | 364807.57 | 167584.41 | 51.4062 | -2.5073
9537238 | 364807.72 | 175271.03 | 51.4753 | -2.5081
9549988 | 364807.56 | 185187.43 | 51.5645 | -2.5091
9544214 | 364808.7 | 174496.8 | 51.4683 | -2.508
9543279 | 364810.5 | 168616 | 51.4155 | -2.5074
9544274 | 364810.2 | 174823.2 | 51.4713 | -2.508
9544261 | 364810.5 | 174924.2 | 51.4722 | -2.508
648450435 | 364810.94 | 177974.23 | 51.4996 | -2.5083
9543245 | 364811.68 | 168411.97 | 51.4136 | -2.5074
9544113 | 364811.1 | 172475.8 | 51.4502 | -2.5078
352998612 | 364811.27 | 175401.91 | 51.4765 | -2.5081
36151417 | 364811.2 | 189844.06 | 51.6063 | -2.5095
9552400 | 364812.98 | 171800.9 | 51.4441 | -2.5077
673529470 | 364812.17 | 191132.96 | 51.6179 | -2.5096
34907900 | 364813.72 | 175945.62 | 51.4814 | -2.5081
36151432 | 364813.27 | 189943.1 | 51.6072 | -2.5095
9544186 | 364814.7 | 173997.5 | 51.4638 | -2.5079
9535412 | 364814.07 | 190843.66 | 51.6153 | -2.5096
9544200 | 364815.32 | 173727.61 | 51.4614 | -2.5078
352998617 | 364815.26 | 175401.53 | 51.4765 | -2.508
9544468 | 364815.73 | 180160.5 | 51.5193 | -2.5085
9537246 | 364816.8 | 175183.2 | 51.4745 | -2.508
9537362 | 364816.9 | 177138.5 | 51.4921 | -2.5082
36151239 | 364817.09 | 190083.21 | 51.6085 | -2.5095
11792092 | 364818.32 | 174634.71 | 51.4696 | -2.5079
9537333 | 364818.3 | 176518.8 | 51.4865 | -2.5081
9535408 | 364818.24 | 190711.87 | 51.6141 | -2.5095
9543204 | 364819.7 | 167456.8 | 51.405 | -2.5072
9552401 | 364820.88 | 171747.94 | 51.4436 | -2.5076
9537397 | 364820.4 | 178963.7 | 51.5085 | -2.5083
9550165 | 364820.29 | 183447.03 | 51.5488 | -2.5087
9535381 | 364821.56 | 190331.8 | 51.6107 | -2.5094
9535449 | 364821.57 | 191001.01 | 51.6167 | -2.5095
39895721 | 364821.55 | 191442.58 | 51.6207 | -2.5095
9544170 | 364822.1 | 173306.6 | 51.4576 | -2.5077
666856968 | 364823.3 | 174221.9 | 51.4659 | -2.5078
9537240 | 364823.8 | 175343 | 51.4759 | -2.5079
648450303 | 364823.49 | 178015.1 | 51.5 | -2.5082
9544127 | 364827.5 | 172957.1 | 51.4545 | -2.5076
9537303 | 364827.7 | 176258 | 51.4842 | -2.5079
9535380 | 364827.36 | 190347.69 | 51.6108 | -2.5093
9544171 | 364828.17 | 173293.12 | 51.4575 | -2.5076
193007518 | 364828.28 | 173843.25 | 51.4625 | -2.5077
9537239 | 364828.6 | 175380.7 | 51.4763 | -2.5078
9543285 | 364829.4 | 168686.5 | 51.4161 | -2.5071
9544102 | 364829 | 172066.7 | 51.4465 | -2.5075
646032984 | 364829.03 | 179246.94 | 51.511 | -2.5082
642261357 | 364830.19 | 191291.47 | 51.6193 | -2.5094
22449064 | 364832.6 | 173869.76 | 51.4627 | -2.5076
9537336 | 364833.16 | 176607.76 | 51.4873 | -2.5079
662846738 | 364834.2 | 168878.01 | 51.4178 | -2.5071
9544204 | 364835.3 | 173855 | 51.4626 | -2.5076
9535382 | 364835.99 | 190408.51 | 51.6114 | -2.5092
675756245 | 364836.88 | 168934.78 | 51.4183 | -2.5071
466510468 | 364836.61 | 173240.28 | 51.457 | -2.5075
629058667 | 364836.35 | 177318.97 | 51.4937 | -2.5079
36151397 | 364837.68 | 189874.72 | 51.6066 | -2.5091
9535398 | 364837.66 | 190645.04 | 51.6135 | -2.5092
9537264 | 364838.5 | 175594.3 | 51.4782 | -2.5077
673529778 | 364838.1 | 191221.67 | 51.6187 | -2.5093
423305054 | 364840.17 | 173574.19 | 51.46 | -2.5075
9544180 | 364840.4 | 173592.6 | 51.4602 | -2.5075
9544198 | 364841.3 | 173934.5 | 51.4633 | -2.5075
9535397 | 364842.08 | 190655.79 | 51.6136 | -2.5092
608610481 | 364843.8 | 168495.21 | 51.4144 | -2.5069
254668703 | 364843.9 | 176951.58 | 51.4904 | -2.5078
148396713 | 364844.58 | 168337.27 | 51.413 | -2.5069
9552405 | 364844.74 | 171846.26 | 51.4445 | -2.5072
9544213 | 364844.3 | 174447.42 | 51.4679 | -2.5075
9535389 | 364844.91 | 190447.6 | 51.6117 | -2.5091
630600637 | 364845.37 | 172310.55 | 51.4487 | -2.5073
9537302 | 364845.5 | 176215.4 | 51.4838 | -2.5077
9537392 | 364845.6 | 178067.4 | 51.5004 | -2.5078
615458994 | 364846.31 | 190785.88 | 51.6148 | -2.5091
9543205 | 364847.63 | 167467.05 | 51.4051 | -2.5068
9543231 | 364847.66 | 167604.19 | 51.4064 | -2.5068
9544068 | 364848.08 | 170397.55 | 51.4315 | -2.507
630600626 | 364849.6 | 172311.47 | 51.4487 | -2.5072
9535410 | 364849.5 | 190789.71 | 51.6148 | -2.5091
353009782 | 364850.98 | 172332.38 | 51.4489 | -2.5072
9544164 | 364850.98 | 173430.8 | 51.4587 | -2.5073
9544165 | 364850.6 | 173437 | 51.4588 | -2.5073
9544166 | 364850.41 | 173440.4 | 51.4588 | -2.5073
36812567 | 364850.41 | 189953.01 | 51.6073 | -2.509
613304091 | 364850.48 | 190782.74 | 51.6148 | -2.5091
658119129 | 364852.51 | 173344.73 | 51.458 | -2.5073
673905221 | 364852.42 | 191173.81 | 51.6183 | -2.5091
9544099 | 364853.9 | 172324.1 | 51.4488 | -2.5072
9544084 | 364857.9 | 171986.3 | 51.4458 | -2.5071
596419153 | 364858.5 | 172416.5 | 51.4496 | -2.5071
637338860 | 364858.1 | 172582 | 51.4511 | -2.5071
9544203 | 364859.3 | 173998.5 | 51.4639 | -2.5072
9537289 | 364859.1 | 175712.6 | 51.4793 | -2.5074
9548204 | 364859.31 | 180025.76 | 51.518 | -2.5078
9537296 | 364860 | 176445.5 | 51.4859 | -2.5075
9543273 | 364862.1 | 168931.3 | 51.4183 | -2.5067
9552404 | 364863.76 | 171845.4 | 51.4445 | -2.507
330637749 | 364863.97 | 173206.86 | 51.4567 | -2.5071
9544210 | 364863.23 | 174255.71 | 51.4662 | -2.5072
579526381 | 364863.34 | 175725.2 | 51.4794 | -2.5074
9537301 | 364863.5 | 176306.9 | 51.4846 | -2.5074
9537366 | 364864.4 | 177448.9 | 51.4949 | -2.5075
9537304 | 364866.5 | 176145.2 | 51.4832 | -2.5074
9543232 | 364868.3 | 167514.7 | 51.4056 | -2.5065
9537382 | 364868.9 | 177810.46 | 51.4981 | -2.5075
9544245 | 364869.7 | 174429.9 | 51.4677 | -2.5071
9544260 | 364869.1 | 174941.5 | 51.4723 | -2.5072
352998607 | 364870.94 | 175000.87 | 51.4729 | -2.5072
129196318 | 364870.88 | 189892.75 | 51.6068 | -2.5087
9544134 | 364872.5 | 172695.5 | 51.4521 | -2.5069
548564858 | 364873.4 | 174368.12 | 51.4672 | -2.5071
9544251 | 364873.5 | 174557.5 | 51.4689 | -2.5071
657936045 | 364874.1 | 173356.83 | 51.4581 | -2.507
36151260 | 364874.33 | 190122.55 | 51.6088 | -2.5086
9537282 | 364875.4 | 175935.2 | 51.4813 | -2.5072
623516585 | 364875.93 | 190671.71 | 51.6138 | -2.5087
9543278 | 364876.99 | 168631.92 | 51.4156 | -2.5065
9543286 | 364877.16 | 168791.79 | 51.417 | -2.5065
9544157 | 364877.2 | 173219.3 | 51.4569 | -2.5069
9544477 | 364877.7 | 180213.4 | 51.5197 | -2.5076
191529247 | 364878.73 | 180781.43 | 51.5248 | -2.5076
353009842 | 364879.38 | 174365.93 | 51.4672 | -2.507
9544254 | 364880 | 174666.6 | 51.4699 | -2.507
9537241 | 364881.68 | 175294.13 | 51.4755 | -2.5071
9544137 | 364882.78 | 172811.58 | 51.4532 | -2.5068
639653091 | 364882.47 | 174367.99 | 51.4672 | -2.5069
9544470 | 364882.95 | 180150.86 | 51.5192 | -2.5075
9544478 | 364882.87 | 180195.85 | 51.5196 | -2.5075
9543281 | 364885.5 | 168527.2 | 51.4147 | -2.5063
613501127 | 364885.01 | 175426.72 | 51.4767 | -2.507
673905253 | 364885.77 | 191084.88 | 51.6175 | -2.5086
9537378 | 364886.7 | 177557.6 | 51.4959 | -2.5072
9537248 | 364887.4 | 175005.7 | 51.4729 | -2.5069
9537371 | 364887.5 | 177867.2 | 51.4986 | -2.5072
352998702 | 364891.3 | 177560.74 | 51.4959 | -2.5071
9543277 | 364892.76 | 168597.8 | 51.4153 | -2.5062
9544257 | 364892.2 | 174838.7 | 51.4714 | -2.5068
9537295 | 364892.3 | 176485.5 | 51.4862 | -2.507
9544487 | 364895.9 | 180634.9 | 51.5235 | -2.5074
622259693 | 364895.81 | 190617.54 | 51.6133 | -2.5084
9552403 | 364896.37 | 171812.42 | 51.4442 | -2.5065
254668709 | 364896.22 | 176914.9 | 51.4901 | -2.507
9544469 | 364896.73 | 180046.13 | 51.5182 | -2.5073
9544256 | 364897.9 | 174788.9 | 51.471 | -2.5068
9543248 | 364898.02 | 168341.82 | 51.413 | -2.5061
9537297 | 364898.1 | 176368.9 | 51.4852 | -2.5069
232971351 | 364900.39 | 174026.3 | 51.4641 | -2.5067
36812561 | 364900.14 | 190044.46 | 51.6081 | -2.5083
9537285 | 364901.7 | 175910.9 | 51.481 | -2.5068
9544206 | 364902.61 | 174023.98 | 51.4641 | -2.5066
21393529 | 364903.93 | 175007.71 | 51.4729 | -2.5067
673905245 | 364903.03 | 191130.67 | 51.6179 | -2.5083
9544202 | 364904.62 | 173771.46 | 51.4618 | -2.5066
9544259 | 364905 | 174943.1 | 51.4724 | -2.5067
9537379 | 364904.68 | 177709.69 | 51.4972 | -2.507
9544480 | 364904.4 | 180313.2 | 51.5206 | -2.5072
37597412 | 364905.66 | 193266.63 | 51.6371 | -2.5085
9544085 | 364908.4 | 171961.6 | 51.4455 | -2.5063
352998637 | 364908.9 | 175910.42 | 51.481 | -2.5067
9544107 | 364910.9 | 172148.2 | 51.4472 | -2.5063
9544243 | 364910.8 | 174261.1 | 51.4662 | -2.5065
9544101 | 364911.7 | 172045 | 51.4463 | -2.5063
9537284 | 364911.71 | 175913.76 | 51.4811 | -2.5067
9537294 | 364911.04 | 176138.11 | 51.4831 | -2.5067
640549068 | 364911.08 | 180400.08 | 51.5214 | -2.5071
9544255 | 364912.7 | 174733.4 | 51.4705 | -2.5065
329376727 | 364914.26 | 172847.08 | 51.4535 | -2.5063
9537393 | 364914.92 | 178178.3 | 51.5014 | -2.5069
353000883 | 364915.28 | 168251.89 | 51.4122 | -2.5059
9544135 | 364915.71 | 172631.83 | 51.4516 | -2.5063
9544248 | 364916 | 174510.3 | 51.4685 | -2.5065
9544158 | 364917.45 | 173288.75 | 51.4575 | -2.5063
39895736 | 364917.57 | 191404.27 | 51.6204 | -2.5081
662637205 | 364919.66 | 173801.42 | 51.4621 | -2.5064
9543263 | 364920.41 | 168265.23 | 51.4123 | -2.5058
9535387 | 364920.25 | 190484.08 | 51.6121 | -2.508
9544154 | 364922.57 | 173055.3 | 51.4554 | -2.5062
9537394 | 364922.8 | 178030.7 | 51.5001 | -2.5067
639497121 | 364922.39 | 179684.29 | 51.515 | -2.5069
9537242 | 364923.14 | 175238.37 | 51.475 | -2.5064
9544488 | 364923.94 | 180526.4 | 51.5226 | -2.507
9537283 | 364924.36 | 175914.52 | 51.4811 | -2.5065
9537267 | 364925.5 | 175715 | 51.4793 | -2.5065
9537244 | 364926.4 | 175486.41 | 51.4772 | -2.5064
617344822 | 364926.74 | 190543.91 | 51.6126 | -2.5079
9544211 | 364927.9 | 174357.1 | 51.4671 | -2.5063
9544098 | 364929.7 | 172215.3 | 51.4478 | -2.5061
288623278 | 364929.6 | 177034.9 | 51.4912 | -2.5065
674003504 | 364930.75 | 174101.26 | 51.4648 | -2.5062
9535396 | 364931.26 | 190538.88 | 51.6126 | -2.5079
615645098 | 364932.12 | 175420.6 | 51.4766 | -2.5063
306926921 | 364932.39 | 177002 | 51.4909 | -2.5065
9537367 | 364932.9 | 177433.7 | 51.4947 | -2.5065
9535376 | 364933.38 | 190295.02 | 51.6104 | -2.5078
550766685 | 364934.33 | 173055.2 | 51.4554 | -2.5061
21393571 | 364936.81 | 176137.92 | 51.4831 | -2.5063
672931074 | 364940.57 | 174087.04 | 51.4647 | -2.5061
9537365 | 364940.3 | 177383.1 | 51.4943 | -2.5064
9537338 | 364941.7 | 176668 | 51.4879 | -2.5063
9544209 | 364942.07 | 174151.08 | 51.4652 | -2.5061
9544066 | 364945.4 | 170467.4 | 51.4321 | -2.5057
658117118 | 364946.82 | 173467.23 | 51.4591 | -2.5059
652747511 | 364946.39 | 177964.61 | 51.4995 | -2.5064
9535388 | 364946.63 | 190456.88 | 51.6118 | -2.5076
9544139 | 364947.3 | 172887.56 | 51.4539 | -2.5059
9549987 | 364947.32 | 185516.16 | 51.5674 | -2.5071
620312162 | 364948.75 | 168311.41 | 51.4127 | -2.5054
45758834 | 364948.67 | 190339.79 | 51.6108 | -2.5076
36151402 | 364949.19 | 189905.83 | 51.6069 | -2.5075
148276679 | 364950.29 | 168574.99 | 51.4151 | -2.5054
9537286 | 364950.9 | 175927.8 | 51.4812 | -2.5061
9544141 | 364951.9 | 172931.9 | 51.4543 | -2.5058
9544160 | 364951.78 | 173407.17 | 51.4585 | -2.5059
362553041 | 364951.87 | 173767.54 | 51.4618 | -2.5059
9544479 | 364951.51 | 180338.95 | 51.5209 | -2.5065
41323299 | 364951.89 | 189972.29 | 51.6075 | -2.5075
550766708 | 364953.18 | 173193.63 | 51.4566 | -2.5058
508340973 | 364953.72 | 173847.07 | 51.4625 | -2.5059
36151273 | 364953.52 | 190124.4 | 51.6088 | -2.5075
9544100 | 364954.7 | 172094.8 | 51.4467 | -2.5057
9537408 | 364954.59 | 179907.36 | 51.517 | -2.5065
374047321 | 364954.5 | 180138 | 51.5191 | -2.5065
9544489 | 364954.83 | 181361.72 | 51.5301 | -2.5066
9544138 | 364955.24 | 172803.44 | 51.4531 | -2.5057
9537268 | 364955.11 | 175535.21 | 51.4777 | -2.506
9544486 | 364955.8 | 180859.1 | 51.5255 | -2.5065
577022407 | 364955.42 | 190393.66 | 51.6113 | -2.5075
21393513 | 364958.4 | 173963.57 | 51.4635 | -2.5058
9537364 | 364960.53 | 177333.85 | 51.4938 | -2.5061
36151216 | 364960.47 | 190047.23 | 51.6082 | -2.5074
9537247 | 364961.09 | 175170.34 | 51.4744 | -2.5059
193007524 | 364962.71 | 173840.08 | 51.4624 | -2.5057
9544258 | 364962.6 | 174900.6 | 51.472 | -2.5058
9537334 | 364962.1 | 176599.7 | 51.4872 | -2.506
9544475 | 364962.7 | 180141.2 | 51.5191 | -2.5064
21393577 | 364963.87 | 176223.33 | 51.4839 | -2.506
9544181 | 364964.2 | 173665 | 51.4609 | -2.5057
9544250 | 364964.19 | 174593.55 | 51.4692 | -2.5058
9543275 | 364965.6 | 168677.1 | 51.416 | -2.5052
9543274 | 364965 | 168713 | 51.4163 | -2.5052
9544249 | 364966.55 | 174563.35 | 51.4689 | -2.5058
9537249 | 364966.4 | 175019.1 | 51.473 | -2.5058
9537387 | 364966 | 177665.7 | 51.4968 | -2.5061
9537380 | 364966.3 | 177740.4 | 51.4975 | -2.5061
9544133 | 364967.8 | 172544.8 | 51.4508 | -2.5055
9544140 | 364967.78 | 172869.11 | 51.4537 | -2.5056
9544159 | 364967.3 | 173349.2 | 51.458 | -2.5056
673421075 | 364969.52 | 173831.68 | 51.4624 | -2.5056
613542059 | 364970.6 | 175331.07 | 51.4758 | -2.5058
9537270 | 364970.3 | 175992.4 | 51.4818 | -2.5058
658117216 | 364971.97 | 173804.42 | 51.4621 | -2.5056
9537265 | 364971.7 | 175594.6 | 51.4782 | -2.5058
9535377 | 364971.68 | 190198.19 | 51.6095 | -2.5072
9537266 | 364972.9 | 175630.3 | 51.4785 | -2.5058
9550025 | 364972.41 | 187106.99 | 51.5817 | -2.5069
359994510 | 364973.9 | 175818.5 | 51.4802 | -2.5058
644741846 | 364973.99 | 179565.99 | 51.5139 | -2.5062
658046970 | 364980.17 | 173757.99 | 51.4617 | -2.5055
9537245 | 364983.56 | 175468.1 | 51.4771 | -2.5056
644741787 | 364984.57 | 179424.5 | 51.5126 | -2.506
9535379 | 364985.6 | 190135.6 | 51.609 | -2.507
9544472 | 364986.4 | 180009.03 | 51.5179 | -2.506
9537377 | 364987.4 | 177558.9 | 51.4959 | -2.5058
9544471 | 364988.72 | 180018.18 | 51.518 | -2.506
9544474 | 364989.47 | 180072.93 | 51.5185 | -2.506
9537243 | 364991.3 | 175229.5 | 51.4749 | -2.5055
374047311 | 364991.53 | 180063.56 | 51.5184 | -2.5059
9535378 | 364991.71 | 190236.88 | 51.6099 | -2.507
619025913 | 364992.04 | 172659.91 | 51.4518 | -2.5052
9544280 | 364992.2 | 174811.4 | 51.4712 | -2.5054
128807263 | 364992.1 | 178099.8 | 51.5007 | -2.5057
9537381 | 364994.94 | 177855.98 | 51.4985 | -2.5057
615547337 | 364995.64 | 175383.06 | 51.4763 | -2.5054
9544182 | 364997.98 | 173534.81 | 51.4597 | -2.5052
13680685 | 364997.36 | 180507.03 | 51.5224 | -2.5059
9537269 | 364998.2 | 175995.3 | 51.4818 | -2.5054
567233389 | 365001.1 | 168911.98 | 51.4181 | -2.5047
9539135 | 365002.8 | 178178.65 | 51.5014 | -2.5056
9539081 | 365003.3 | 177407.7 | 51.4945 | -2.5055
9538935 | 365004.6 | 174135.84 | 51.4651 | -2.5052
9538864 | 365006.6 | 172879.3 | 51.4538 | -2.505
9543380 | 365008.7 | 168584.1 | 51.4152 | -2.5046
9538824 | 365008.4 | 172062.3 | 51.4465 | -2.5049
9539143 | 365010 | 178980.77 | 51.5087 | -2.5056
9539033 | 365011.36 | 175738.52 | 51.4795 | -2.5052
9539059 | 365011.04 | 176418.26 | 51.4856 | -2.5053
9543369 | 365012.2 | 168848 | 51.4176 | -2.5045
9538911 | 365013.29 | 173914.55 | 51.4631 | -2.505
9539148 | 365013.57 | 179838.37 | 51.5164 | -2.5056
9544544 | 365013.86 | 180233.5 | 51.5199 | -2.5056
9548194 | 365013.66 | 180473.2 | 51.5221 | -2.5057
9551564 | 365013.3 | 189976.45 | 51.6075 | -2.5066
9539030 | 365017 | 175812.9 | 51.4802 | -2.5051
667317545 | 365017.3 | 173495.63 | 51.4593 | -2.5049
536679873 | 365017.43 | 173549.73 | 51.4598 | -2.5049
9543343 | 365021.9 | 168477.5 | 51.4142 | -2.5044
9539053 | 365021.1 | 176243.6 | 51.4841 | -2.5051
9538894 | 365024.1 | 173248.6 | 51.4571 | -2.5048
9539066 | 365025.7 | 176884.8 | 51.4898 | -2.5051
9539154 | 365025.36 | 179924.71 | 51.5171 | -2.5054
352999254 | 365027.4 | 177741.4 | 51.4975 | -2.5052
9544554 | 365027.91 | 180984.27 | 51.5267 | -2.5055
9535463 | 365027.77 | 190374.65 | 51.6111 | -2.5065
9538823 | 365028.3 | 172013.5 | 51.446 | -2.5046
9538871 | 365029.7 | 173083.8 | 51.4556 | -2.5047
9539087 | 365029.98 | 177181.52 | 51.4925 | -2.5051
9544541 | 365029.3 | 180156.34 | 51.5192 | -2.5054
9543341 | 365030.9 | 168426.8 | 51.4138 | -2.5042
666082126 | 365031.62 | 172747.66 | 51.4526 | -2.5046
352999249 | 365031.39 | 177741.63 | 51.4975 | -2.5051
614390495 | 365032 | 180318.36 | 51.5207 | -2.5054
9535462 | 365032.8 | 190350.7 | 51.6109 | -2.5064
9539080 | 365034.3 | 177335.6 | 51.4939 | -2.5051
9539125 | 365034.6 | 177763.91 | 51.4977 | -2.5051
9535453 | 365034.39 | 190016.12 | 51.6079 | -2.5063
9538862 | 365035.2 | 172835.2 | 51.4534 | -2.5046
578027811 | 365036.7 | 168127.5 | 51.4111 | -2.5041
9550023 | 365036.57 | 187037.12 | 51.5811 | -2.506
9538965 | 365037.78 | 174548.04 | 51.4688 | -2.5047
9535458 | 365037.62 | 190103.83 | 51.6087 | -2.5063
468524960 | 365038.25 | 173617.62 | 51.4604 | -2.5046
9538964 | 365038.71 | 174539.84 | 51.4687 | -2.5047
9543381 | 365039.75 | 168670.39 | 51.416 | -2.5041
9538839 | 365039.11 | 172612.01 | 51.4514 | -2.5045
353012660 | 365040.5 | 171798.46 | 51.4441 | -2.5044
9544553 | 365041.96 | 180009.43 | 51.5179 | -2.5052
616495687 | 365042.64 | 168318.72 | 51.4128 | -2.504
9538966 | 365042.4 | 174667.8 | 51.4699 | -2.5047
9539102 | 365043.1 | 177642.7 | 51.4966 | -2.505
618321944 | 365044.22 | 175645.55 | 51.4787 | -2.5047
652747560 | 365044.7 | 177933.22 | 51.4992 | -2.505
666082294 | 365045.04 | 172727.16 | 51.4524 | -2.5044
9539106 | 365045.89 | 177890.55 | 51.4989 | -2.5049
9539137 | 365045.66 | 178011.82 | 51.4999 | -2.505
9551565 | 365045.2 | 189855.28 | 51.6064 | -2.5061
352999163 | 365048.87 | 174421.59 | 51.4677 | -2.5046
9538928 | 365048.5 | 174424.8 | 51.4677 | -2.5046
647133745 | 365048.9 | 176094.5 | 51.4827 | -2.5047
352999168 | 365049.28 | 174417.61 | 51.4676 | -2.5045
9538993 | 365049.8 | 175229.6 | 51.4749 | -2.5046
154858787 | 365050.93 | 168892.37 | 51.418 | -2.504
9551568 | 365053.14 | 189805.99 | 51.606 | -2.506
9543340 | 365054.1 | 168430.3 | 51.4138 | -2.5039
289327769 | 365054.44 | 168945.68 | 51.4184 | -2.5039
323776201 | 365055.54 | 173884.71 | 51.4628 | -2.5044
468524972 | 365057.54 | 173610.85 | 51.4604 | -2.5044
9538987 | 365058.9 | 175498.8 | 51.4774 | -2.5045
626010002 | 365059.34 | 176036.69 | 51.4822 | -2.5046
9538863 | 365061.6 | 172876.3 | 51.4538 | -2.5042
9539010 | 365061.5 | 175947.91 | 51.4814 | -2.5045
352999279 | 365061.81 | 178173.32 | 51.5014 | -2.5047
9539032 | 365062.7 | 175816.7 | 51.4802 | -2.5045
352999284 | 365062.59 | 178177.61 | 51.5014 | -2.5047
9539065 | 365064.2 | 176802.1 | 51.4891 | -2.5046
9539101 | 365064.6 | 177552.3 | 51.4958 | -2.5046
9538896 | 365066 | 173214.7 | 51.4568 | -2.5042
73117950 | 365066.9 | 190302.85 | 51.6105 | -2.5059
9543382 | 365068.67 | 168676.9 | 51.416 | -2.5037
9538825 | 365068.2 | 172083.3 | 51.4466 | -2.504
9538963 | 365069.89 | 174565.6 | 51.469 | -2.5043
9538822 | 365072.4 | 172340.1 | 51.449 | -2.504
9538986 | 365073.1 | 175317.5 | 51.4757 | -2.5043
9539089 | 365073.4 | 177095 | 51.4917 | -2.5045
511914954 | 365074.56 | 173590.73 | 51.4602 | -2.5041
9544563 | 365074.05 | 180831.14 | 51.5253 | -2.5048
9551567 | 365074.98 | 189854.87 | 51.6064 | -2.5057
9543342 | 365078.95 | 168443.4 | 51.4139 | -2.5035
9543383 | 365078.2 | 168645.4 | 51.4157 | -2.5036
617643038 | 365080.14 | 173535.34 | 51.4597 | -2.504
84068920 | 365080.51 | 190578.93 | 51.6129 | -2.5057
219970309 | 365081.28 | 171762.67 | 51.4438 | -2.5038
626010099 | 365081.14 | 175915.75 | 51.4811 | -2.5042
9535457 | 365081.88 | 190097.29 | 51.6086 | -2.5056
9538912 | 365083.73 | 173976.38 | 51.4637 | -2.504
178048414 | 365083.79 | 174537.71 | 51.4687 | -2.5041
9539045 | 365083.5 | 176316.1 | 51.4847 | -2.5042
40871358 | 365084.57 | 193490.7 | 51.6391 | -2.5059
9539052 | 365086.4 | 176220.1 | 51.4838 | -2.5042
9538997 | 365087.4 | 175066.2 | 51.4735 | -2.5041
553183962 | 365088.3 | 175894.3 | 51.4809 | -2.5041
468524966 | 365089.08 | 173619.79 | 51.4605 | -2.5039
9539054 | 365090.6 | 176114.4 | 51.4829 | -2.5041
343820662 | 365090.29 | 176584.84 | 51.4871 | -2.5042
9539138 | 365090.02 | 178105.31 | 51.5008 | -2.5043
9539136 | 365090.7 | 178262.15 | 51.5022 | -2.5043
9539134 | 365091.6 | 178129.35 | 51.501 | -2.5043
349035326 | 365092.53 | 173840.85 | 51.4624 | -2.5039
9538821 | 365093.1 | 172480.8 | 51.4502 | -2.5037
548790145 | 365093.78 | 174983.79 | 51.4727 | -2.504
9539018 | 365093.87 | 175646.31 | 51.4787 | -2.504
9543370 | 365094.4 | 168820.51 | 51.4173 | -2.5033
9538802 | 365095.09 | 171946.35 | 51.4454 | -2.5036
400801962 | 365095.98 | 173889.06 | 51.4629 | -2.5038
9538931 | 365096.1 | 174101.8 | 51.4648 | -2.5038
9539055 | 365097.56 | 176108.22 | 51.4828 | -2.504
41777094 | 365097.49 | 179839.18 | 51.5164 | -2.5044
180457315 | 365098.42 | 174460.93 | 51.468 | -2.5038
9539083 | 365098.6 | 177453.6 | 51.4949 | -2.5041
9538799 | 365099.2 | 170672.41 | 51.434 | -2.5035
9535454 | 365099.3 | 190020.74 | 51.6079 | -2.5054
126855929 | 365100.75 | 174539.76 | 51.4687 | -2.5038
9538836 | 365104.8 | 172543.9 | 51.4508 | -2.5036
352999148 | 365105.42 | 172384.92 | 51.4494 | -2.5035
9551563 | 365105.13 | 189941.12 | 51.6072 | -2.5053
667317584 | 365106.79 | 173471.26 | 51.4591 | -2.5036
9538819 | 365107.2 | 172317 | 51.4488 | -2.5035
9539077 | 365108.6 | 176656.7 | 51.4878 | -2.5039
653641608 | 365108.25 | 177935.92 | 51.4993 | -2.504
9538860 | 365109.94 | 172915.47 | 51.4541 | -2.5035
91891751 | 365110.33 | 168783.35 | 51.417 | -2.5031
9552421 | 365110.36 | 175521.67 | 51.4776 | -2.5038
9539020 | 365110.8 | 175562.81 | 51.4779 | -2.5038
9543345 | 365113.8 | 168099.5 | 51.4108 | -2.503
9549989 | 365114.35 | 185455.13 | 51.5669 | -2.5047
9551569 | 365115.78 | 189788.14 | 51.6058 | -2.5051
674707919 | 365117.17 | 175585.39 | 51.4781 | -2.5037
675015801 | 365117.6 | 175633.47 | 51.4786 | -2.5037
9535456 | 365117.9 | 190190.8 | 51.6095 | -2.5051
9539047 | 365118.5 | 176393.2 | 51.4854 | -2.5037
9539082 | 365118.9 | 177427.4 | 51.4947 | -2.5039
9538859 | 365122.3 | 172964.1 | 51.4546 | -2.5034
9538893 | 365122.3 | 173292.88 | 51.4575 | -2.5034
9539149 | 365125.34 | 179771.66 | 51.5158 | -2.504
9538992 | 365127.51 | 175164 | 51.4744 | -2.5035
9538967 | 365129.4 | 174731.5 | 51.4705 | -2.5034
9538872 | 365130.2 | 173038.2 | 51.4552 | -2.5032
9543371 | 365132.2 | 168915.4 | 51.4182 | -2.5028
9538841 | 365132.27 | 172621.43 | 51.4515 | -2.5032
582519900 | 365132.14 | 173209.82 | 51.4568 | -2.5032
9538895 | 365132.9 | 173347.6 | 51.458 | -2.5032
99207814 | 365132.88 | 190252.12 | 51.61 | -2.5049
630007861 | 365133.58 | 177769.05 | 51.4978 | -2.5037
612904917 | 365133.24 | 180383.95 | 51.5213 | -2.5039
9544564 | 365133.1 | 180884.82 | 51.5258 | -2.504
9539103 | 365136 | 177643.2 | 51.4966 | -2.5036
82176820 | 365135.92 | 193517.82 | 51.6394 | -2.5052
9543352 | 365140.42 | 168368.51 | 51.4133 | -2.5026
616495737 | 365141.36 | 168324.66 | 51.4129 | -2.5026
9551566 | 365141.6 | 189872.54 | 51.6066 | -2.5048
9543402 | 365142.2 | 168688.5 | 51.4161 | -2.5026
9538996 | 365142.8 | 175154.4 | 51.4743 | -2.5033
11813131 | 365142.43 | 179922.96 | 51.5171 | -2.5038
9538910 | 365144.6 | 173939.2 | 51.4633 | -2.5031
352999218 | 365144.13 | 175161.15 | 51.4743 | -2.5033
9535455 | 365144.89 | 190044.98 | 51.6081 | -2.5047
9538820 | 365145.75 | 172436.28 | 51.4498 | -2.503
9538968 | 365145.99 | 174586.03 | 51.4692 | -2.5032
9539034 | 365145.14 | 175756.21 | 51.4797 | -2.5033
9539140 | 365145.5 | 178955.2 | 51.5084 | -2.5036
9539133 | 365146.9 | 178011.75 | 51.5 | -2.5035
9539155 | 365146.02 | 179522.71 | 51.5135 | -2.5037
9544547 | 365146.44 | 180244.81 | 51.52 | -2.5037
38345916 | 365147.99 | 171625.75 | 51.4425 | -2.5029
9538833 | 365149.5 | 172000.11 | 51.4459 | -2.5029
9539031 | 365149.9 | 175724.9 | 51.4794 | -2.5032
9539084 | 365149.84 | 177376.17 | 51.4942 | -2.5034
9543403 | 365151.77 | 168684.37 | 51.4161 | -2.5025
9543373 | 365151.5 | 168856.14 | 51.4176 | -2.5025
9543351 | 365152.48 | 168182.3 | 51.4116 | -2.5024
9538843 | 365153.1 | 172708.2 | 51.4523 | -2.5029
613305109 | 365154.01 | 189925.88 | 51.6071 | -2.5046
188987790 | 365155.3 | 168585.2 | 51.4152 | -2.5024
9544548 | 365155.8 | 180160.3 | 51.5193 | -2.5036
585308786 | 365156.7 | 172321.3 | 51.4488 | -2.5028
670732681 | 365156.96 | 176779.55 | 51.4889 | -2.5032
9539088 | 365156.06 | 177258.99 | 51.4932 | -2.5033
9539048 | 365157.2 | 176480.1 | 51.4862 | -2.5032
9539068 | 365157.3 | 176781.4 | 51.4889 | -2.5032
352999304 | 365157.56 | 179662.55 | 51.5148 | -2.5035
616902362 | 365158.77 | 173524.94 | 51.4596 | -2.5029
9544570 | 365158.28 | 181143.73 | 51.5281 | -2.5036
9543379 | 365159.03 | 168774.28 | 51.4169 | -2.5024
352999299 | 365159.41 | 179666.1 | 51.5148 | -2.5035
9538870 | 365160.8 | 173147.7 | 51.4562 | -2.5028
352999244 | 365161.43 | 177261.08 | 51.4932 | -2.5032
9539006 | 365164 | 175892.8 | 51.4809 | -2.503
9538826 | 365164.6 | 172062.8 | 51.4465 | -2.5027
9538888 | 365164.21 | 173459.57 | 51.459 | -2.5028
674707913 | 365164.15 | 175628.01 | 51.4785 | -2.503
667316930 | 365166.13 | 176834.61 | 51.4894 | -2.5031
9539079 | 365167.49 | 176723.66 | 51.4884 | -2.5031
677866944 | 365167.1 | 176839.7 | 51.4894 | -2.5031
352999274 | 365167.23 | 178099.68 | 51.5007 | -2.5032
9539011 | 365168.36 | 175801.22 | 51.4801 | -2.503
9539051 | 365168.6 | 176151.8 | 51.4832 | -2.503
275288631 | 365170.2 | 173377.94 | 51.4583 | -2.5027
9543375 | 365171.44 | 168834.79 | 51.4174 | -2.5022
9538831 | 365172.2 | 172238.4 | 51.4481 | -2.5026
9539019 | 365172.63 | 175552.86 | 51.4778 | -2.5029
9538817 | 365173.2 | 172375.1 | 51.4493 | -2.5026
352999208 | 365173.7 | 175166.3 | 51.4744 | -2.5028
9539104 | 365174.3 | 177539.13 | 51.4957 | -2.5031
9538844 | 365175.9 | 172769.2 | 51.4528 | -2.5026
353009918 | 365175.45 | 181298.83 | 51.5295 | -2.5034
9538858 | 365176.1 | 172954.3 | 51.4545 | -2.5026
9539013 | 365176.23 | 175984.3 | 51.4817 | -2.5029
9544560 | 365176.67 | 180985.14 | 51.5267 | -2.5034
9538950 | 365179.3 | 174384.2 | 51.4673 | -2.5027
652746943 | 365179.38 | 177945.24 | 51.4994 | -2.503
13698360 | 365180.13 | 168401.26 | 51.4136 | -2.5021
9544540 | 365180.24 | 180013.27 | 51.518 | -2.5032
9543323 | 365182 | 167986 | 51.4098 | -2.502
9538882 | 365182.7 | 173174.1 | 51.4565 | -2.5025
9538994 | 365182.3 | 175166.5 | 51.4744 | -2.5027
9539046 | 365182.5 | 176241.6 | 51.484 | -2.5028
9538818 | 365183.8 | 172444.4 | 51.4499 | -2.5024
9543322 | 365184 | 167908.7 | 51.4091 | -2.502
9538951 | 365184.3 | 174289.8 | 51.4665 | -2.5026
9539067 | 365184.69 | 176847.53 | 51.4895 | -2.5028
9543376 | 365185.11 | 168804.23 | 51.4172 | -2.502
9538861 | 365185.1 | 172810.4 | 51.4532 | -2.5024
21091568 | 365185.76 | 173895.87 | 51.4629 | -2.5025
9544562 | 365185.56 | 180799.64 | 51.525 | -2.5032
9543353 | 365188.17 | 168395.07 | 51.4135 | -2.502
9538876 | 365188.8 | 173063.9 | 51.4555 | -2.5024
9538988 | 365191.18 | 175420.72 | 51.4767 | -2.5026
9539056 | 365192.99 | 176088.43 | 51.4827 | -2.5027
22452954 | 365193.47 | 171567.03 | 51.442 | -2.5022
9538969 | 365193.1 | 174638.9 | 51.4696 | -2.5025
21362813 | 365195 | 173909.72 | 51.4631 | -2.5024
9538832 | 365197.55 | 172141.98 | 51.4472 | -2.5022
352999239 | 365197.23 | 177299.42 | 51.4936 | -2.5027
9543336 | 365198.8 | 167954.9 | 51.4095 | -2.5018
9538962 | 365199.3 | 174938.2 | 51.4723 | -2.5024
352999234 | 365199.78 | 177296.36 | 51.4935 | -2.5027
9538874 | 365200.9 | 173068.8 | 51.4555 | -2.5022
9538949 | 365200.3 | 174369 | 51.4672 | -2.5024
9539108 | 365201.5 | 177867.4 | 51.4987 | -2.5027
9538865 | 365202.3 | 172858.5 | 51.4536 | -2.5022
9539130 | 365202.7 | 178178.45 | 51.5015 | -2.5027
9544566 | 365202.51 | 180566.47 | 51.5229 | -2.503
9539050 | 365203.1 | 176306.7 | 51.4846 | -2.5025
9538884 | 365205.47 | 173131.87 | 51.4561 | -2.5022
9538883 | 365205.45 | 173143.04 | 51.4562 | -2.5022
27437606 | 365205.64 | 177686.99 | 51.497 | -2.5026
9543339 | 365207 | 168460.6 | 51.4141 | -2.5017
9538897 | 365206.96 | 173284.52 | 51.4575 | -2.5022
9538995 | 365206.7 | 175186.5 | 51.4746 | -2.5024
9544559 | 365206.6 | 180920.9 | 51.5261 | -2.5029
9544569 | 365206.72 | 181063.61 | 51.5274 | -2.5029
9538875 | 365207.6 | 173085.2 | 51.4557 | -2.5021
9539118 | 365207.3 | 177766.4 | 51.4978 | -2.5026
21091573 | 365208.02 | 173900.55 | 51.463 | -2.5022
9539098 | 365208.9 | 177007.5 | 51.4909 | -2.5025
9539023 | 365209.29 | 175509.87 | 51.4775 | -2.5024
616905311 | 365210.58 | 177147.29 | 51.4922 | -2.5025
616844742 | 365211.15 | 168809.57 | 51.4172 | -2.5017
110020893 | 365211.96 | 180081.15 | 51.5186 | -2.5028
9543374 | 365212.01 | 168871.57 | 51.4178 | -2.5017
9543378 | 365214.3 | 168777.2 | 51.4169 | -2.5016
9544571 | 365214.9 | 181248.72 | 51.5291 | -2.5028
9538929 | 365215.6 | 174038.8 | 51.4642 | -2.5021
307365359 | 365215.17 | 175830.73 | 51.4803 | -2.5023
9552234 | 365215.1 | 176832.03 | 51.4894 | -2.5024
9539120 | 365216.1 | 177665.9 | 51.4968 | -2.5025
353000954 | 365217.12 | 168520.6 | 51.4146 | -2.5015
353000949 | 365217.82 | 168524.54 | 51.4147 | -2.5015
9539085 | 365218.6 | 177414.11 | 51.4946 | -2.5024
9543384 | 365220.6 | 168540.1 | 51.4148 | -2.5015
9538829 | 365220.55 | 172191.62 | 51.4476 | -2.5019
82375112 | 365220.35 | 193362.87 | 51.638 | -2.504
9538985 | 365221.9 | 175294.1 | 51.4755 | -2.5022
611015568 | 365222.34 | 168316.67 | 51.4128 | -2.5015
9538830 | 365222.13 | 172208.82 | 51.4478 | -2.5018
9538857 | 365222.9 | 172989.6 | 51.4548 | -2.5019
9538905 | 365222.13 | 173192.98 | 51.4566 | -2.5019
9539131 | 365222.97 | 178089.8 | 51.5007 | -2.5024
9539150 | 365222.13 | 179656.34 | 51.5147 | -2.5026
9538827 | 365223.97 | 172096.24 | 51.4468 | -2.5018
9544584 | 365225.94 | 181317.2 | 51.5297 | -2.5027
9545005 | 365226.33 | 179655.97 | 51.5147 | -2.5025
506030849 | 365228.51 | 181222.19 | 51.5288 | -2.5026
9538919 | 365231 | 173543.8 | 51.4598 | -2.5018
9538916 | 365230.5 | 173805 | 51.4621 | -2.5019
9538867 | 365231.1 | 172755.42 | 51.4527 | -2.5018
9538796 | 365232.6 | 170684 | 51.4341 | -2.5015
9539144 | 365232 | 178968.5 | 51.5086 | -2.5024
9538840 | 365236.79 | 172620.85 | 51.4515 | -2.5017
461662544 | 365237.67 | 168666.21 | 51.4159 | -2.5013
9538908 | 365237.48 | 173390.91 | 51.4584 | -2.5017
9539049 | 365237.4 | 176433 | 51.4858 | -2.502
9538873 | 365238.9 | 173085.3 | 51.4557 | -2.5017
9538922 | 365240.7 | 173975.78 | 51.4637 | -2.5018
9538932 | 365240.9 | 174170.1 | 51.4654 | -2.5018
211041582 | 365240.35 | 179793.64 | 51.516 | -2.5023
9544573 | 365240.16 | 181167.86 | 51.5283 | -2.5025
488651062 | 365241.61 | 168276.3 | 51.4124 | -2.5012
199658367 | 365242.28 | 176575.96 | 51.487 | -2.502
9539132 | 365242.4 | 178031.15 | 51.5001 | -2.5021
625106635 | 365243.6 | 176645.81 | 51.4877 | -2.502
9538971 | 365244.6 | 174530.6 | 51.4687 | -2.5017
9539028 | 365244.91 | 175587.88 | 51.4782 | -2.5019
9543350 | 365245.56 | 168057.2 | 51.4105 | -2.5011
506030835 | 365247.92 | 181211.64 | 51.5287 | -2.5024
9538866 | 365250.04 | 172828.36 | 51.4534 | -2.5015
9539117 | 365250.22 | 177764.07 | 51.4977 | -2.502
9539005 | 365252 | 175246.2 | 51.4751 | -2.5017
9539038 | 365252.5 | 176075.2 | 51.4826 | -2.5018
630408318 | 365253.71 | 176741.23 | 51.4885 | -2.5018
9543321 | 365254.6 | 167859.8 | 51.4087 | -2.5009
630408344 | 365254.18 | 176743.43 | 51.4886 | -2.5018
578883844 | 365255.24 | 175881.55 | 51.4808 | -2.5017
9543377 | 365257.84 | 168859.84 | 51.4177 | -2.501
41066379 | 365257.19 | 171961.03 | 51.4456 | -2.5013
9543372 | 365258.8 | 168887.4 | 51.4179 | -2.501
468433612 | 365261.92 | 168216.64 | 51.4119 | -2.5009
9538837 | 365264.7 | 172550.1 | 51.4509 | -2.5013
9538845 | 365264.22 | 172703.35 | 51.4522 | -2.5013
9538889 | 365264.68 | 173487.46 | 51.4593 | -2.5014
33686643 | 365264.09 | 180162.09 | 51.5193 | -2.502
353000924 | 365266.85 | 167839.65 | 51.4085 | -2.5008
9539039 | 365266.7 | 176068.6 | 51.4825 | -2.5016
9539121 | 365267 | 177529.6 | 51.4956 | -2.5017
9539035 | 365268.76 | 175756.59 | 51.4797 | -2.5015
9544550 | 365269.1 | 180190.5 | 51.5196 | -2.5019
9544565 | 365269.68 | 180506.47 | 51.5224 | -2.502
9544561 | 365269.49 | 180801 | 51.525 | -2.502
9538948 | 365270.4 | 174458.6 | 51.468 | -2.5014
9539119 | 365273.3 | 177608.7 | 51.4963 | -2.5016
37043834 | 365273.35 | 191346.82 | 51.6199 | -2.503
9538828 | 365274.75 | 172164.62 | 51.4474 | -2.5011
9538959 | 365275.5 | 174861.5 | 51.4716 | -2.5013
9543385 | 365276.31 | 168649.99 | 51.4158 | -2.5007
9539071 | 365276.2 | 176947 | 51.4904 | -2.5015
9538934 | 365277.83 | 174159.04 | 51.4653 | -2.5012
9539015 | 365277.8 | 175993.3 | 51.4818 | -2.5014
648471437 | 365277.65 | 177955.56 | 51.4995 | -2.5016
667335701 | 365279.71 | 178278.85 | 51.5024 | -2.5016
9538970 | 365280.7 | 174621.3 | 51.4695 | -2.5012
613542585 | 365280.98 | 177296.78 | 51.4935 | -2.5015
9543356 | 365281.1 | 168479.6 | 51.4143 | -2.5006
9539092 | 365281.85 | 177117.65 | 51.4919 | -2.5015
9538933 | 365282.76 | 174221.59 | 51.4659 | -2.5012
369841422 | 365283.18 | 177121.35 | 51.492 | -2.5014
9539099 | 365286.43 | 177341.22 | 51.4939 | -2.5014
9539141 | 365287.18 | 178818.4 | 51.5072 | -2.5016
9543363 | 365288.6 | 168156.96 | 51.4114 | -2.5005
9543394 | 365288.7 | 168977.7 | 51.4187 | -2.5006
50450284 | 365288.96 | 178372.68 | 51.5032 | -2.5015
9544567 | 365289.55 | 180572.83 | 51.523 | -2.5017
9543395 | 365290.3 | 168912.9 | 51.4182 | -2.5005
9538878 | 365290.9 | 173041.5 | 51.4553 | -2.5009
352999188 | 365290.47 | 174370.76 | 51.4672 | -2.5011
9538945 | 365290.73 | 174379.51 | 51.4673 | -2.5011
9538848 | 365291.8 | 172812.8 | 51.4532 | -2.5009
9538960 | 365291.9 | 174941.9 | 51.4724 | -2.5011
9538923 | 365292.36 | 173987.15 | 51.4638 | -2.501
9539070 | 365292.2 | 176833.5 | 51.4894 | -2.5013
9538936 | 365293.3 | 174009.8 | 51.464 | -2.501
9539093 | 365295.31 | 177208.55 | 51.4927 | -2.5013
13698409 | 365298.39 | 168401.14 | 51.4136 | -2.5004
9539029 | 365298.2 | 175605.7 | 51.4783 | -2.5011
9539062 | 365298.2 | 176765.07 | 51.4888 | -2.5012
21706569 | 365298.5 | 178136.21 | 51.5011 | -2.5013
9539086 | 365301.27 | 177362.62 | 51.4941 | -2.5012
9538880 | 365302.3 | 173113.8 | 51.4559 | -2.5008
9539114 | 365302.7 | 177699.6 | 51.4972 | -2.5012
9538855 | 365305.2 | 172908.51 | 51.4541 | -2.5007
9539004 | 365305.5 | 175142.9 | 51.4742 | -2.5009
9538946 | 365306.6 | 174360.3 | 51.4671 | -2.5008
9544539 | 365306.65 | 180021.88 | 51.518 | -2.5014
9538906 | 365307.7 | 173172.7 | 51.4565 | -2.5007
9538930 | 365307.68 | 174088.74 | 51.4647 | -2.5008
9544574 | 365308.6 | 181237.4 | 51.529 | -2.5015
9538944 | 365309.24 | 174344.11 | 51.467 | -2.5008
9538797 | 365312.7 | 170775.8 | 51.4349 | -2.5004
9538885 | 365312.12 | 173008.18 | 51.455 | -2.5006
9538898 | 365312.3 | 173285.8 | 51.4575 | -2.5006
643941957 | 365313.66 | 168805.79 | 51.4172 | -2.5002
9538879 | 365313.3 | 173098.2 | 51.4558 | -2.5006
639572047 | 365313.05 | 174351.11 | 51.4671 | -2.5007
84069119 | 365313.92 | 190715.29 | 51.6142 | -2.5024
9543407 | 365315.07 | 169144.56 | 51.4202 | -2.5002
9538807 | 365315.8 | 171571.8 | 51.4421 | -2.5004
9538813 | 365315.82 | 171712.81 | 51.4433 | -2.5005
9544558 | 365315.72 | 180676.22 | 51.5239 | -2.5013
579556995 | 365316.87 | 168849.42 | 51.4176 | -2.5002
9543334 | 365317.85 | 167583.31 | 51.4062 | -2.5
9539036 | 365317.1 | 176146.8 | 51.4832 | -2.5009
9543335 | 365319.58 | 167548.23 | 51.4059 | -2.5
617877932 | 365319.58 | 167962.31 | 51.4096 | -2.5
41400290 | 365319.85 | 171999.23 | 51.4459 | -2.5004
21007717 | 365319.65 | 180395.32 | 51.5214 | -2.5012
38390185 | 365319.46 | 190714.55 | 51.6142 | -2.5023
9538856 | 365320.2 | 172872.81 | 51.4538 | -2.5005
9538838 | 365323.1 | 172519.4 | 51.4506 | -2.5004
9544582 | 365324.74 | 181287.63 | 51.5294 | -2.5013
606239269 | 365325.09 | 168361.19 | 51.4132 | -2.5
622427412 | 365325.65 | 177274.66 | 51.4933 | -2.5009
191719424 | 365326.25 | 173946.28 | 51.4634 | -2.5005
9545006 | 365326.57 | 179649.11 | 51.5147 | -2.5011
9538917 | 365328.07 | 173803.61 | 51.4621 | -2.5005
9549990 | 365330.91 | 186879.03 | 51.5797 | -2.5017
9538952 | 365332.8 | 174344.72 | 51.467 | -2.5005
9539041 | 365333.3 | 176314.4 | 51.4847 | -2.5006
365647145 | 365334.11 | 167620.49 | 51.4065 | -2.4998
9538989 | 365334 | 175417.2 | 51.4766 | -2.5005
616327605 | 365334.58 | 177135.02 | 51.4921 | -2.5007
9543346 | 365335.19 | 168083.63 | 51.4107 | -2.4998
9538868 | 365335 | 172991 | 51.4548 | -2.5003
9539037 | 365336.6 | 176164.2 | 51.4834 | -2.5006
9544552 | 365337.28 | 180294.96 | 51.5205 | -2.501
9539014 | 365338.5 | 175981.91 | 51.4817 | -2.5005
9539096 | 365338 | 177206.3 | 51.4927 | -2.5007
118012276 | 365338.06 | 178356.38 | 51.5031 | -2.5008
21272147 | 365338.59 | 180351.58 | 51.521 | -2.501
9539043 | 365339.5 | 176406.7 | 51.4855 | -2.5006
9543333 | 365340.7 | 167569.19 | 51.4061 | -2.4997
9538899 | 365341.9 | 173357.1 | 51.4581 | -2.5002
261797662 | 365342.57 | 185366.73 | 51.5661 | -2.5014
9538808 | 365343.49 | 171570.08 | 51.4421 | -2.5
9539072 | 365343.2 | 176937.5 | 51.4903 | -2.5006
9544572 | 365343.75 | 181070.76 | 51.5275 | -2.501
9543355 | 365345.3 | 168491.2 | 51.4144 | -2.4997
9539016 | 365345.9 | 175980.1 | 51.4817 | -2.5004
9538918 | 365347.91 | 173572.92 | 51.4601 | -2.5002
9539142 | 365347.1 | 178708.5 | 51.5062 | -2.5007
9538890 | 365348.6 | 173474.6 | 51.4592 | -2.5001
9538972 | 365348.94 | 174568.04 | 51.469 | -2.5003
9538984 | 365348.71 | 175303.79 | 51.4756 | -2.5003
9538877 | 365349.39 | 173065.83 | 51.4555 | -2.5001
9539113 | 365350.9 | 177718.7 | 51.4973 | -2.5005
9539123 | 365352.4 | 177544.4 | 51.4958 | -2.5005
9538853 | 365354.3 | 172962 | 51.4546 | -2.5
9538998 | 365354.5 | 175021.2 | 51.4731 | -2.5002
619303320 | 365355.2 | 167891.6 | 51.409 | -2.4995
22430991 | 365355.73 | 179771.22 | 51.5158 | -2.5007
365369837 | 365356.9 | 167694.63 | 51.4072 | -2.4995
9538953 | 365356.94 | 174390.05 | 51.4674 | -2.5001
9539126 | 365356.05 | 178210 | 51.5018 | -2.5005
648471454 | 365360.94 | 177982.54 | 51.4997 | -2.5004
9544556 | 365360.75 | 180991.19 | 51.5268 | -2.5007
532323028 | 365361.08 | 171801.75 | 51.4441 | -2.4998
9544568 | 365361.39 | 180584.49 | 51.5231 | -2.5007
9538847 | 365362.96 | 172852.68 | 51.4536 | -2.4999
9539063 | 365362.1 | 176665.4 | 51.4879 | -2.5003
9538900 | 365363.69 | 173379.53 | 51.4583 | -2.4999
9538891 | 365365.4 | 173422.6 | 51.4587 | -2.4999
91608371 | 365365.15 | 178502.48 | 51.5044 | -2.5004
9544576 | 365365.15 | 181195.89 | 51.5286 | -2.5007
597126411 | 365368.33 | 168332.78 | 51.4129 | -2.4994
9543405 | 365368.64 | 168686.6 | 51.4161 | -2.4994
43901552 | 365368.88 | 172262.86 | 51.4483 | -2.4997
9539090 | 365368.1 | 177093.3 | 51.4917 | -2.5002
9539000 | 365370.8 | 175245.2 | 51.4751 | -2.5
9539128 | 365371.8 | 178036.25 | 51.5002 | -2.5003
13828404 | 365371.84 | 180507.06 | 51.5224 | -2.5005
9543404 | 365372.36 | 168687.5 | 51.4161 | -2.4993
29108395 | 365372.59 | 173800.4 | 51.4621 | -2.4998
9538941 | 365372.78 | 174295.37 | 51.4666 | -2.4999
9543392 | 365373.8 | 168887.3 | 51.4179 | -2.4993
9539094 | 365373.8 | 177168.8 | 51.4924 | -2.5002
43901558 | 365374.88 | 172325.78 | 51.4488 | -2.4997
9544545 | 365374.5 | 180102.8 | 51.5188 | -2.5004
362371510 | 365375.67 | 173800.24 | 51.4621 | -2.4998
9539074 | 365375.9 | 176851.2 | 51.4895 | -2.5001
43901570 | 365376.17 | 172440.56 | 51.4499 | -2.4996
9538939 | 365377.55 | 174049.48 | 51.4643 | -2.4998
9539027 | 365377.5 | 175526.1 | 51.4776 | -2.4999
318152362 | 365378.49 | 173236.42 | 51.457 | -2.4997
619118178 | 365378.1 | 178129.29 | 51.501 | -2.5002
9543331 | 365379.9 | 167648.2 | 51.4068 | -2.4991
352999158 | 365379.58 | 173800.06 | 51.4621 | -2.4997
9538991 | 365380.06 | 175357.47 | 51.4761 | -2.4999
50450274 | 365381.95 | 178386.24 | 51.5033 | -2.5002
352999198 | 365383.15 | 174425.37 | 51.4677 | -2.4997
9539146 | 365383.37 | 179855.45 | 51.5165 | -2.5003
9538881 | 365384.6 | 173050.7 | 51.4554 | -2.4996
620015461 | 365385.44 | 170553.93 | 51.4329 | -2.4993
9538961 | 365385.3 | 174941.4 | 51.4724 | -2.4998
9543397 | 365386.17 | 168846.35 | 51.4176 | -2.4991
9552419 | 365386.88 | 175755.03 | 51.4797 | -2.4998
9539022 | 365387.1 | 175684.7 | 51.479 | -2.4998
271821545 | 365388.48 | 174175.43 | 51.4655 | -2.4996
9543408 | 365389.72 | 169096.6 | 51.4198 | -2.4991
9538798 | 365389.7 | 170794.5 | 51.4351 | -2.4993
9539073 | 365389.29 | 176913.97 | 51.4901 | -2.4999
9538956 | 365390.13 | 174472.21 | 51.4681 | -2.4996
9539025 | 365390.1 | 175649.4 | 51.4787 | -2.4998
352999223 | 365390.09 | 175690.03 | 51.4791 | -2.4998
13828409 | 365390.57 | 180433.7 | 51.5217 | -2.5002
9538801 | 365392.03 | 170892.29 | 51.436 | -2.4993
9535460 | 365392.27 | 190117.91 | 51.6088 | -2.5012
9538869 | 365393.3 | 172998.3 | 51.4549 | -2.4995
9539042 | 365395.3 | 176335.8 | 51.4849 | -2.4998
9543391 | 365396.77 | 168754.34 | 51.4167 | -2.499
616902214 | 365396.76 | 174383.7 | 51.4674 | -2.4995
9544551 | 365397 | 180213.3 | 51.5198 | -2.5001
13698504 | 365398.13 | 168421.52 | 51.4137 | -2.4989
9544575 | 365398.64 | 181109.17 | 51.5278 | -2.5002
9538792 | 365400 | 170619 | 51.4335 | -2.4991
9538938 | 365399.61 | 174090.62 | 51.4647 | -2.4995
9539151 | 365399.48 | 179643.92 | 51.5146 | -2.5
9543393 | 365400.9 | 168911.8 | 51.4181 | -2.499
9538904 | 365400.89 | 173158.66 | 51.4563 | -2.4994
606239277 | 365401.34 | 168374.41 | 51.4133 | -2.4989
9538921 | 365401 | 173893 | 51.4629 | -2.4994
614617970 | 365402.03 | 171806.49 | 51.4442 | -2.4992
614095132 | 365402.31 | 173302.19 | 51.4576 | -2.4994
9538804 | 365403.02 | 171922.44 | 51.4452 | -2.4992
9538846 | 365403.8 | 172760.3 | 51.4528 | -2.4993
29957414 | 365403.49 | 179632.87 | 51.5145 | -2.5
9538793 | 365404.7 | 170627.7 | 51.4336 | -2.4991
9543386 | 365405.5 | 168697.7 | 51.4162 | -2.4989
9538854 | 365405.2 | 172978.7 | 51.4547 | -2.4993
639653074 | 365405.05 | 174281.05 | 51.4664 | -2.4994
353010033 | 365405.29 | 179636.42 | 51.5146 | -2.4999
9538924 | 365406.1 | 173803 | 51.4621 | -2.4993
9539111 | 365406.4 | 177882.4 | 51.4988 | -2.4997
353010028 | 365407.05 | 179640.01 | 51.5146 | -2.4999
9539044 | 365408.5 | 176479.1 | 51.4862 | -2.4996
353000934 | 365409.73 | 168698.9 | 51.4162 | -2.4988
9539001 | 365410.6 | 175142.8 | 51.4742 | -2.4994
9538942 | 365411.6 | 174319 | 51.4668 | -2.4993
9544580 | 365412.93 | 181252.04 | 51.5291 | -2.5
21869997 | 365414.52 | 173825.56 | 51.4623 | -2.4992
21804879 | 365414.53 | 173852.79 | 51.4626 | -2.4992
614095140 | 365415.42 | 173253.76 | 51.4572 | -2.4992
9539061 | 365415.6 | 176591.3 | 51.4872 | -2.4995
9538794 | 365416.9 | 170717.82 | 51.4344 | -2.4989
9538805 | 365416.1 | 171951.4 | 51.4455 | -2.499
9538850 | 365416.8 | 172884.5 | 51.4539 | -2.4991
9538980 | 365417.2 | 174583 | 51.4691 | -2.4993
9543409 | 365418.1 | 169156.38 | 51.4204 | -2.4987
9539112 | 365418 | 177863.9 | 51.4986 | -2.4996
9539064 | 365419.8 | 176706.9 | 51.4882 | -2.4994
9544581 | 365419.31 | 181335.01 | 51.5299 | -2.4999
298377704 | 365420.19 | 167956.14 | 51.4096 | -2.4986
9538809 | 365422.6 | 171593.4 | 51.4423 | -2.4989
9543410 | 365423.32 | 169306.29 | 51.4217 | -2.4987
9538981 | 365426.88 | 174586.98 | 51.4692 | -2.4991
37995603 | 365426.09 | 180759.91 | 51.5247 | -2.4997
9543327 | 365427.7 | 167773.4 | 51.4079 | -2.4985
9538982 | 365427.74 | 174591.84 | 51.4692 | -2.4991
526083780 | 365428.58 | 171938.24 | 51.4454 | -2.4988
9544536 | 365429.9 | 180376.9 | 51.5212 | -2.4997
677305909 | 365430.79 | 171645.93 | 51.4427 | -2.4988
9544583 | 365430.22 | 181432.03 | 51.5307 | -2.4998
9539040 | 365431.2 | 176258.4 | 51.4842 | -2.4992
9538901 | 365432.4 | 173209.9 | 51.4568 | -2.4989
401421128 | 365434.29 | 171983.4 | 51.4458 | -2.4988
9538975 | 365434.8 | 174772 | 51.4708 | -2.499
9539153 | 365435.24 | 179511.95 | 51.5135 | -2.4995
534209156 | 365436.15 | 176313.03 | 51.4847 | -2.4992
9538990 | 365437.5 | 175402 | 51.4765 | -2.4991
9539078 | 365437 | 176785.61 | 51.4889 | -2.4992
43901576 | 365438.09 | 172472.22 | 51.4502 | -2.4988
9539091 | 365439.7 | 177120.1 | 51.492 | -2.4992
83060741 | 365439.73 | 190580.99 | 51.613 | -2.5005
545856248 | 365441.66 | 168612.97 | 51.4155 | -2.4983
9543406 | 365441.95 | 169039.1 | 51.4193 | -2.4984
9538999 | 365441.4 | 175033.8 | 51.4732 | -2.499
9543349 | 365442.1 | 168025.3 | 51.4102 | -2.4983
9543366 | 365442.97 | 168251.37 | 51.4122 | -2.4983
21870045 | 365444.58 | 173833.23 | 51.4624 | -2.4988
9544557 | 365444.45 | 180642.45 | 51.5236 | -2.4995
9538852 | 365446 | 172942.61 | 51.4544 | -2.4987
9544577 | 365445.3 | 181164.9 | 51.5283 | -2.4995
9543328 | 365448 | 167766.1 | 51.4079 | -2.4982
651462925 | 365447.31 | 168544.56 | 51.4149 | -2.4982
9538976 | 365447.86 | 174707.71 | 51.4703 | -2.4988
491819897 | 365447.24 | 174815.43 | 51.4712 | -2.4989
9544555 | 365447.74 | 180849.87 | 51.5255 | -2.4994
353000939 | 365448.23 | 168552.72 | 51.4149 | -2.4982
9538903 | 365448.27 | 173141.38 | 51.4562 | -2.4987
9539003 | 365448.2 | 175215.7 | 51.4748 | -2.4989
9543348 | 365449.78 | 168004 | 51.41 | -2.4982
9543389 | 365449.05 | 168545.02 | 51.4149 | -2.4982
9543401 | 365449.8 | 168992.16 | 51.4189 | -2.4983
9544578 | 365449.07 | 181061.19 | 51.5274 | -2.4994
37474338 | 365449.29 | 193405.85 | 51.6384 | -2.5007
469358044 | 365450.62 | 173297.98 | 51.4576 | -2.4987
568288508 | 365452.77 | 168660.42 | 51.4159 | -2.4982
9538795 | 365453.3 | 170767.2 | 51.4348 | -2.4984
21393621 | 365453.8 | 174942.71 | 51.4724 | -2.4988
9538913 | 365454.5 | 173655.2 | 51.4608 | -2.4986
41237715 | 365454.27 | 190344.77 | 51.6109 | -2.5003
37474299 | 365454.04 | 193299.12 | 51.6374 | -2.5006
21869980 | 365455.6 | 173815.93 | 51.4622 | -2.4986
615527806 | 365456.16 | 171267.29 | 51.4393 | -2.4984
9544538 | 365456.6 | 180045.49 | 51.5183 | -2.4992
9538920 | 365458 | 173586.3 | 51.4602 | -2.4986
534209162 | 365458.78 | 176354.8 | 51.4851 | -2.4988
622538904 | 365458.72 | 178003.72 | 51.4999 | -2.499
529278806 | 365459.89 | 172105.06 | 51.4469 | -2.4984
9538892 | 365461.9 | 173359.28 | 51.4581 | -2.4985
9539002 | 365461.39 | 175281.71 | 51.4754 | -2.4987
9539026 | 365464.2 | 175567.2 | 51.478 | -2.4987
9543357 | 365465.83 | 168451.14 | 51.414 | -2.498
9539097 | 365467 | 177431.6 | 51.4948 | -2.4988
9539115 | 365466.53 | 177721.63 | 51.4974 | -2.4989
9539139 | 365466.6 | 178182.55 | 51.5015 | -2.4989
9538954 | 365467.39 | 174416.36 | 51.4677 | -2.4985
9538957 | 365467.33 | 174938.11 | 51.4723 | -2.4986
9543364 | 365468.88 | 168204.77 | 51.4118 | -2.4979
9543365 | 365468.33 | 168245.76 | 51.4122 | -2.4979
566494882 | 365469.98 | 173270.3 | 51.4573 | -2.4984
619118172 | 365469.58 | 177958.01 | 51.4995 | -2.4988
645428822 | 365469.15 | 179905.44 | 51.517 | -2.499
651467461 | 365470.01 | 168450.94 | 51.414 | -2.4979
9538800 | 365470.9 | 170853 | 51.4356 | -2.4981
9539145 | 365470.02 | 179890.88 | 51.5169 | -2.499
9538958 | 365471.18 | 174875.94 | 51.4718 | -2.4985
9543347 | 365473 | 168123.2 | 51.4111 | -2.4978
9538914 | 365472.8 | 173987.1 | 51.4638 | -2.4984
521755399 | 365473.12 | 175887.49 | 51.4809 | -2.4986
9539021 | 365474.3 | 175767.6 | 51.4798 | -2.4986
652741816 | 365475.27 | 174519.8 | 51.4686 | -2.4984
9539060 | 365476.7 | 176167.8 | 51.4834 | -2.4986
9543329 | 365478.94 | 167868.66 | 51.4088 | -2.4977
9544579 | 365479.83 | 181253.05 | 51.5291 | -2.499
619280680 | 365481.39 | 171315.42 | 51.4398 | -2.498
9538907 | 365482.35 | 173253.49 | 51.4572 | -2.4982
9538979 | 365483.9 | 174590.1 | 51.4692 | -2.4983
9538810 | 365484.19 | 171642.06 | 51.4427 | -2.498
9538943 | 365485.2 | 174281.6 | 51.4664 | -2.4983
9538851 | 365487.7 | 172828.4 | 51.4534 | -2.4981
9538955 | 365487.8 | 174477.05 | 51.4682 | -2.4982
222122631 | 365488.89 | 175156.99 | 51.4743 | -2.4983
38390179 | 365488.43 | 190824.9 | 51.6152 | -2.4998
9538849 | 365490.45 | 172900.81 | 51.454 | -2.498
9538926 | 365490.5 | 173900.6 | 51.463 | -2.4981
9538974 | 365491.9 | 174777.8 | 51.4709 | -2.4982
544908672 | 365491.52 | 176302.97 | 51.4846 | -2.4984
9538937 | 365492.13 | 174035.59 | 51.4642 | -2.4981
9543330 | 365493.1 | 167772.11 | 51.4079 | -2.4975
9539024 | 365494.3 | 175639.4 | 51.4786 | -2.4983
9539124 | 365494.6 | 177551.7 | 51.4958 | -2.4984
9539122 | 365495.94 | 177714.93 | 51.4973 | -2.4984
651462915 | 365497.98 | 168344.87 | 51.4131 | -2.4975
9538978 | 365497.1 | 174608.2 | 51.4694 | -2.4981
35656689 | 365498.7 | 168900.3 | 51.4181 | -2.4975
9539287 | 365500.45 | 172892.16 | 51.4539 | -2.4979
9539646 | 365501.8 | 178423.5 | 51.5037 | -2.4984
9544592 | 365501.78 | 180706.57 | 51.5242 | -2.4987
39899401 | 365501.44 | 189880.07 | 51.6067 | -2.4996
9539281 | 365503.89 | 172992.78 | 51.4548 | -2.4979
9539513 | 365503.5 | 175888.5 | 51.4809 | -2.4982
9543440 | 365504.63 | 168253.46 | 51.4122 | -2.4974
9539157 | 365504.5 | 170561 | 51.433 | -2.4976
82873735 | 365504.36 | 191327.17 | 51.6197 | -2.4997
9539548 | 365506.35 | 176620.63 | 51.4875 | -2.4982
651462956 | 365507.06 | 168305.59 | 51.4127 | -2.4974
9552244 | 365507.17 | 173789.8 | 51.462 | -2.4979
9539549 | 365507.6 | 176716.01 | 51.4883 | -2.4982
9539482 | 365508.62 | 175347.56 | 51.476 | -2.498
9539456 | 365509.1 | 174645.3 | 51.4697 | -2.4979
670100910 | 365512.38 | 173495.87 | 51.4594 | -2.4978
634957005 | 365513.98 | 169291.49 | 51.4216 | -2.4974
9543439 | 365514 | 168310.4 | 51.4128 | -2.4973
651459932 | 365514.78 | 168518.3 | 51.4146 | -2.4973
9539437 | 365515 | 174841.32 | 51.4715 | -2.4979
9539317 | 365515.9 | 173063.7 | 51.4555 | -2.4977
9539415 | 365515.43 | 174105.8 | 51.4649 | -2.4978
9544598 | 365515.4 | 181172.9 | 51.5284 | -2.4985
9539286 | 365516.17 | 172833.53 | 51.4534 | -2.4977
9539397 | 365517.82 | 173651.06 | 51.4608 | -2.4977
9539171 | 365520.1 | 170963.02 | 51.4366 | -2.4974
9539197 | 365520.7 | 171396.2 | 51.4405 | -2.4975
9539350 | 365520.2 | 173358.9 | 51.4581 | -2.4977
162631158 | 365520.26 | 173949.84 | 51.4635 | -2.4977
9539410 | 365520.6 | 174398.03 | 51.4675 | -2.4978
642451236 | 365522.34 | 168184.97 | 51.4116 | -2.4971
651463133 | 365522.95 | 168255.71 | 51.4123 | -2.4971
9539647 | 365523.7 | 178443.8 | 51.5039 | -2.4981
666858961 | 365524.09 | 173011.95 | 51.455 | -2.4976
9552385 | 365526.59 | 168022.03 | 51.4102 | -2.4971
9543444 | 365527.2 | 168387.2 | 51.4134 | -2.4971
9539398 | 365527 | 173844.8 | 51.4625 | -2.4976
9539399 | 365527.97 | 173899.83 | 51.463 | -2.4976
670100753 | 365528.9 | 173564.94 | 51.46 | -2.4976
9539637 | 365529.6 | 178080 | 51.5006 | -2.498
9539576 | 365531.6 | 177413.3 | 51.4946 | -2.4979
9539575 | 365531.5 | 177448.56 | 51.4949 | -2.4979
9552386 | 365533.15 | 167994.26 | 51.4099 | -2.497
9543448 | 365537.61 | 168774.14 | 51.4169 | -2.497
9539211 | 365537.8 | 171928.9 | 51.4453 | -2.4973
9539438 | 365537.92 | 174739.62 | 51.4706 | -2.4976
666856177 | 365537.36 | 175765.69 | 51.4798 | -2.4977
651467391 | 365538.73 | 168518.25 | 51.4146 | -2.4969
9543458 | 365538.13 | 169078.22 | 51.4197 | -2.497
617643131 | 365539.5 | 173967.32 | 51.4636 | -2.4974
9539349 | 365540.06 | 173383.21 | 51.4584 | -2.4974
27331735 | 365541.56 | 171218.44 | 51.4389 | -2.4972
352999444 | 365542.55 | 173961.28 | 51.4636 | -2.4974
352999344 | 365544.38 | 170978.03 | 51.4367 | -2.4971
9539400 | 365544.82 | 173811.83 | 51.4622 | -2.4974
537209722 | 365544.02 | 175682.2 | 51.479 | -2.4975
9539518 | 365544.3 | 175838.8 | 51.4804 | -2.4976
666860513 | 365545.88 | 169063.93 | 51.4195 | -2.4969
352999349 | 365545.95 | 170974.35 | 51.4367 | -2.4971
9539282 | 365545.78 | 172976.73 | 51.4547 | -2.4973
9539166 | 365546.1 | 170778.6 | 51.4349 | -2.497
9539168 | 365546.9 | 170886.9 | 51.4359 | -2.497
578869061 | 365546.69 | 173963.07 | 51.4636 | -2.4973
352999600 | 365547.78 | 175685 | 51.4791 | -2.4975
352999595 | 365547.94 | 175689 | 51.4791 | -2.4975
9539595 | 365547.3 | 177640.3 | 51.4966 | -2.4977
9539516 | 365548 | 175691.8 | 51.4791 | -2.4975
9539663 | 365548.4 | 179394.1 | 51.5124 | -2.4978
9544596 | 365550.29 | 181128.72 | 51.528 | -2.498
276440215 | 365551.1 | 177775.23 | 51.4979 | -2.4976
9544590 | 365551.19 | 180720.6 | 51.5243 | -2.4979
9544603 | 365551.33 | 181372.4 | 51.5302 | -2.498
633992896 | 365552.79 | 171493.6 | 51.4414 | -2.497
9539597 | 365552.82 | 177773.47 | 51.4978 | -2.4976
167891203 | 365554.87 | 172942.09 | 51.4544 | -2.4971
9539496 | 365555.4 | 175100.2 | 51.4738 | -2.4973
9539409 | 365556.3 | 174390.2 | 51.4674 | -2.4972
9539207 | 365557.32 | 171193.16 | 51.4387 | -2.4969
9544602 | 365557.56 | 181285.93 | 51.5294 | -2.4979
677859815 | 365558.15 | 169356.83 | 51.4222 | -2.4967
581272014 | 365558.8 | 175298.01 | 51.4756 | -2.4973
9544591 | 365559.75 | 180709.2 | 51.5242 | -2.4978
9539594 | 365560.4 | 177549.12 | 51.4958 | -2.4975
651463175 | 365562.71 | 168140.65 | 51.4112 | -2.4965
9552422 | 365562.19 | 176523.35 | 51.4866 | -2.4974
9539557 | 365562.7 | 176910.9 | 51.4901 | -2.4974
9539252 | 365563.6 | 171511.21 | 51.4415 | -2.4969
534209185 | 365564.61 | 176307.05 | 51.4847 | -2.4973
82219708 | 365565.86 | 172075.27 | 51.4466 | -2.4969
9544593 | 365565.37 | 181004.22 | 51.5269 | -2.4978
9539201 | 365566.7 | 171112.56 | 51.438 | -2.4968
9539648 | 365567.5 | 178408.7 | 51.5035 | -2.4975
9539458 | 365568.89 | 174579.17 | 51.4691 | -2.4971
9552387 | 365569.25 | 168002.17 | 51.41 | -2.4964
9539649 | 365569.3 | 178468.3 | 51.5041 | -2.4975
9539186 | 365570.9 | 171425.6 | 51.4408 | -2.4968
9539156 | 365571.4 | 170617.9 | 51.4335 | -2.4967
670100920 | 365571.41 | 173439.16 | 51.4589 | -2.4969
9539202 | 365572.1 | 171057.9 | 51.4375 | -2.4967
9539185 | 365573.8 | 171444 | 51.4409 | -2.4967
9539210 | 365573.7 | 171734.5 | 51.4435 | -2.4967
9539289 | 365574 | 172782.9 | 51.453 | -2.4968
9552388 | 365575.62 | 167984.64 | 51.4098 | -2.4963
167891197 | 365576.75 | 172882.59 | 51.4539 | -2.4968
9539497 | 365577.5 | 175175.8 | 51.4745 | -2.497
467039083 | 365577.55 | 175375.47 | 51.4763 | -2.497
633889574 | 365578.73 | 168972.74 | 51.4187 | -2.4964
9539547 | 365578.5 | 176446.5 | 51.4859 | -2.4971
634314121 | 365579.95 | 168944 | 51.4185 | -2.4964
9539351 | 365579.44 | 173277.04 | 51.4574 | -2.4968
9539295 | 365580.92 | 172996.97 | 51.4549 | -2.4968
9539315 | 365580.52 | 173096.39 | 51.4558 | -2.4968
9539408 | 365580 | 174420 | 51.4677 | -2.4969
9539457 | 365580.87 | 174683.59 | 51.4701 | -2.4969
352999409 | 365582.3 | 173161.03 | 51.4564 | -2.4968
667030945 | 365583.03 | 168958.41 | 51.4186 | -2.4963
633865518 | 365583.96 | 169023.59 | 51.4192 | -2.4963
9539598 | 365583.5 | 177994.8 | 51.4998 | -2.4972
9539368 | 365584.7 | 173852.9 | 51.4626 | -2.4968
9539401 | 365585.4 | 174285.6 | 51.4665 | -2.4968
9539313 | 365586.75 | 173161.72 | 51.4564 | -2.4967
9544589 | 365586.18 | 180883.73 | 51.5258 | -2.4974
9544595 | 365586.2 | 181047.49 | 51.5273 | -2.4975
9539344 | 365588.6 | 173490.4 | 51.4593 | -2.4967
9539439 | 365588.9 | 174769 | 51.4708 | -2.4968
290482363 | 365589.79 | 177838.31 | 51.4984 | -2.4971
633889245 | 365590.3 | 169296.34 | 51.4216 | -2.4963
9539472 | 365590.78 | 174534.71 | 51.4687 | -2.4968
677859973 | 365591.13 | 169281.17 | 51.4215 | -2.4962
9539288 | 365591.7 | 172818.1 | 51.4533 | -2.4966
9539367 | 365592 | 173926.2 | 51.4633 | -2.4967
9539402 | 365593 | 174288.4 | 51.4665 | -2.4967
9539182 | 365594.3 | 171481.5 | 51.4413 | -2.4964
9539650 | 365594.09 | 178466.13 | 51.5041 | -2.4971
9539445 | 365595.1 | 174855.7 | 51.4716 | -2.4967
652576373 | 365596.53 | 169229.72 | 51.421 | -2.4962
9539416 | 365598.7 | 174071.9 | 51.4646 | -2.4966
497427048 | 365599.1 | 172947.78 | 51.4545 | -2.4965
9539365 | 365599.3 | 173915.6 | 51.4632 | -2.4966
9539413 | 365599.61 | 174154.06 | 51.4653 | -2.4966
13828067 | 365600.36 | 172316.54 | 51.4488 | -2.4964
638358657 | 365601.7 | 175243.01 | 51.4751 | -2.4967
9539183 | 365602.1 | 171493 | 51.4414 | -2.4963
9539181 | 365603.8 | 171436 | 51.4409 | -2.4963
497427042 | 365605.8 | 172890.12 | 51.4539 | -2.4964
18000489 | 365606.93 | 171951.17 | 51.4455 | -2.4963
9539542 | 365606.1 | 176462.9 | 51.4861 | -2.4967
9539644 | 365606.93 | 178291.36 | 51.5025 | -2.4969
649484888 | 365607.1 | 169322.17 | 51.4219 | -2.496
466514637 | 365607.59 | 172050.69 | 51.4464 | -2.4963
9544597 | 365607.9 | 181139.6 | 51.5281 | -2.4972
352999494 | 365608.35 | 174311.07 | 51.4667 | -2.4965
535485535 | 365608.84 | 175403.18 | 51.4765 | -2.4966
9539596 | 365608.1 | 177710.1 | 51.4973 | -2.4968
9550071 | 365609.86 | 187157.56 | 51.5822 | -2.4977
9539198 | 365610.1 | 171196.01 | 51.4387 | -2.4962
9539358 | 365610.7 | 173003.8 | 51.455 | -2.4963
9539494 | 365610.8 | 175051.4 | 51.4734 | -2.4965
222413789 | 365611.66 | 173609.08 | 51.4604 | -2.4964
9539459 | 365612.7 | 174636.7 | 51.4696 | -2.4965
521755384 | 365612.55 | 175896.72 | 51.481 | -2.4966
352999589 | 365612.2 | 175905.66 | 51.481 | -2.4966
210882674 | 365612.22 | 179561.23 | 51.5139 | -2.4969
610362982 | 365613.95 | 168065.09 | 51.4106 | -2.4958
9539352 | 365613.73 | 173364.26 | 51.4582 | -2.4963
9539434 | 365615.2 | 174061.21 | 51.4645 | -2.4964
84069712 | 365615.76 | 190965.04 | 51.6165 | -2.498
9551513 | 365615.07 | 193741.57 | 51.6414 | -2.4983
633865458 | 365616.03 | 169128.43 | 51.4201 | -2.4959
574328974 | 365616.81 | 170965.29 | 51.4366 | -2.496
352999584 | 365616.12 | 175906.05 | 51.4811 | -2.4965
9539660 | 365616.8 | 178556.9 | 51.5049 | -2.4968
633865576 | 365617.29 | 169001.06 | 51.419 | -2.4958
535672550 | 365617.1 | 172918.47 | 51.4542 | -2.4962
9543457 | 365619.33 | 168818.19 | 51.4173 | -2.4958
9539364 | 365620.15 | 173752.73 | 51.4617 | -2.4963
9539477 | 365621.21 | 175471.42 | 51.4771 | -2.4964
9539417 | 365622.8 | 174061.9 | 51.4645 | -2.4963
9539514 | 365622.47 | 175886.38 | 51.4809 | -2.4964
9539354 | 365623.2 | 173052 | 51.4554 | -2.4961
9539525 | 365623.5 | 176266.6 | 51.4843 | -2.4965
605922237 | 365624.7 | 167992.85 | 51.4099 | -2.4956
9539269 | 365624.2 | 172253.4 | 51.4482 | -2.4961
544908680 | 365625.96 | 176661.03 | 51.4878 | -2.4965
9539618 | 365625.66 | 177611.89 | 51.4964 | -2.4966
9539200 | 365626.27 | 171156.16 | 51.4383 | -2.4959
677859705 | 365627.94 | 169334.04 | 51.422 | -2.4957
534628428 | 365627.03 | 172373 | 51.4493 | -2.496
167891209 | 365627.23 | 172872.62 | 51.4538 | -2.4961
9539515 | 365627.83 | 175747.11 | 51.4796 | -2.4964
9544615 | 365627.39 | 181833.99 | 51.5343 | -2.497
9544587 | 365627.29 | 182625.39 | 51.5415 | -2.497
9543435 | 365629.8 | 168472.3 | 51.4142 | -2.4956
610460502 | 365629.38 | 174009.08 | 51.464 | -2.4962
9539308 | 365630 | 172991.8 | 51.4548 | -2.496
222412511 | 365630.86 | 173603.45 | 51.4604 | -2.4961
9539440 | 365631.19 | 174730.18 | 51.4705 | -2.4962
9539519 | 365631.9 | 175579.6 | 51.4781 | -2.4963
9539605 | 365631.52 | 177708.71 | 51.4973 | -2.4965
9544614 | 365632.7 | 181765.21 | 51.5337 | -2.4969
547129608 | 365633.88 | 173829.52 | 51.4624 | -2.4961
9539403 | 365635.6 | 174343.2 | 51.467 | -2.4961
222123513 | 365636.7 | 174942.4 | 51.4724 | -2.4961
33476530 | 365636.84 | 176717.11 | 51.4883 | -2.4963
9539526 | 365637.4 | 176167.1 | 51.4834 | -2.4963
497427054 | 365639.71 | 172953.32 | 51.4545 | -2.4959
222123372 | 365639.39 | 174960.54 | 51.4726 | -2.4961
9539167 | 365640 | 170851.6 | 51.4356 | -2.4957
9539248 | 365640.24 | 171538.7 | 51.4418 | -2.4958
9539599 | 365640.14 | 177845.6 | 51.4985 | -2.4964
634956968 | 365641.35 | 169204.34 | 51.4208 | -2.4955
9543296 | 365642.5 | 166989.8 | 51.4009 | -2.4953
9543420 | 365643.7 | 167971.8 | 51.4097 | -2.4954
633865464 | 365643.03 | 169155.43 | 51.4204 | -2.4955
9539249 | 365645.25 | 171533.85 | 51.4417 | -2.4957
9544594 | 365645.14 | 181018.97 | 51.527 | -2.4966
261002305 | 365645.57 | 185227.87 | 51.5649 | -2.497
9539512 | 365647.77 | 175677.38 | 51.479 | -2.4961
9539212 | 365648.51 | 171890.12 | 51.4449 | -2.4957
9539355 | 365649 | 173037.1 | 51.4553 | -2.4958
9539559 | 365649 | 176907.5 | 51.4901 | -2.4962
497427060 | 365650.87 | 172879.7 | 51.4538 | -2.4957
477111948 | 365651.1 | 170730.6 | 51.4345 | -2.4955
225324652 | 365651.74 | 173453.88 | 51.459 | -2.4958
9539460 | 365654.4 | 174660.1 | 51.4699 | -2.4959
9539441 | 365654.3 | 174743.06 | 51.4706 | -2.4959
9539577 | 365654.46 | 177489.33 | 51.4953 | -2.4961
9539411 | 365657.2 | 174431.8 | 51.4678 | -2.4958
9539193 | 365658.1 | 171402 | 51.4406 | -2.4955
9539246 | 365659.9 | 171594.7 | 51.4423 | -2.4955
519881500 | 365659.04 | 175731.81 | 51.4795 | -2.4959
9539523 | 365659.8 | 176019.5 | 51.4821 | -2.4959
670977195 | 365660 | 177975.86 | 51.4997 | -2.4961
613308836 | 365659.11 | 178202.9 | 51.5017 | -2.4961
9539247 | 365660.9 | 171582.1 | 51.4422 | -2.4955
9539385 | 365660.6 | 173864.4 | 51.4627 | -2.4957
9539418 | 365660.2 | 174120.9 | 51.465 | -2.4957
9539645 | 365660.94 | 178358.72 | 51.5031 | -2.4961
9539194 | 365661.7 | 171388.2 | 51.4404 | -2.4954
352999579 | 365661.79 | 175908.7 | 51.4811 | -2.4959
352999574 | 365661.78 | 175912.71 | 51.4811 | -2.4959
352999625 | 365661.55 | 176162.05 | 51.4834 | -2.4959
671876567 | 365661.06 | 177899.13 | 51.499 | -2.4961
9539346 | 365662.7 | 173410.4 | 51.4586 | -2.4956
352999424 | 365662.2 | 173482.14 | 51.4593 | -2.4956
9547763 | 365663.8 | 168037 | 51.4103 | -2.4951
9539376 | 365663.9 | 173549.5 | 51.4599 | -2.4956
9539635 | 365663.03 | 178181.87 | 51.5015 | -2.4961
352999569 | 365665.73 | 175207.64 | 51.4748 | -2.4958
352999489 | 365666.44 | 173752.07 | 51.4617 | -2.4956
9539444 | 365666.3 | 174818 | 51.4713 | -2.4957
9539550 | 365666.7 | 176557.5 | 51.4869 | -2.4959
634957110 | 365667.64 | 169306.27 | 51.4217 | -2.4952
633865561 | 365668.14 | 169086.92 | 51.4197 | -2.4951
9539471 | 365669.09 | 174569.39 | 51.469 | -2.4956
292156182 | 365669.83 | 175208.05 | 51.4748 | -2.4957
352999374 | 365670.78 | 171738.21 | 51.4436 | -2.4953
9539169 | 365673.9 | 170930.1 | 51.4363 | -2.4952
9544600 | 365673.5 | 181195.65 | 51.5286 | -2.4962
9539369 | 365674.47 | 173745.8 | 51.4616 | -2.4955
9539421 | 365674.76 | 174258.66 | 51.4662 | -2.4955
9539442 | 365674.7 | 174784 | 51.471 | -2.4956
9539495 | 365675.88 | 175074.78 | 51.4736 | -2.4956
670367467 | 365676.68 | 169297.59 | 51.4216 | -2.495
677859719 | 365676.69 | 169300.21 | 51.4217 | -2.495
9539499 | 365677.38 | 175199.56 | 51.4747 | -2.4956
38390173 | 365677.76 | 191039.35 | 51.6171 | -2.4971
9539238 | 365678.1 | 171647.8 | 51.4428 | -2.4952
9539160 | 365681.52 | 170621.65 | 51.4335 | -2.4951
9539237 | 365681.11 | 171523.07 | 51.4417 | -2.4952
623175147 | 365683.62 | 176826.28 | 51.4893 | -2.4957
9539616 | 365683.49 | 177524.12 | 51.4956 | -2.4957
9539195 | 365685.3 | 171344.4 | 51.44 | -2.4951
9539353 | 365685.85 | 173314.58 | 51.4578 | -2.4953
9539345 | 365686.49 | 173479.55 | 51.4592 | -2.4953
9539184 | 365688 | 171477.3 | 51.4412 | -2.4951
646638284 | 365688.24 | 169145.8 | 51.4203 | -2.4948
9539600 | 365688.48 | 177883.39 | 51.4988 | -2.4957
9547268 | 365689.21 | 172391.17 | 51.4495 | -2.4951
352999564 | 365689.88 | 175203.9 | 51.4747 | -2.4954
674003687 | 365690.12 | 173640.61 | 51.4607 | -2.4952
9539665 | 365690.1 | 179434.6 | 51.5128 | -2.4958
621613056 | 365690.49 | 181893.96 | 51.5349 | -2.496
9539241 | 365691.56 | 171634.65 | 51.4427 | -2.495
353029120 | 365691.45 | 175069.54 | 51.4735 | -2.4954
9539662 | 365691.06 | 179230.79 | 51.5109 | -2.4958
161303510 | 365691.97 | 186309.01 | 51.5746 | -2.4965
13828155 | 365692.62 | 172290.37 | 51.4485 | -2.4951
352999389 | 365692.94 | 172795.41 | 51.4531 | -2.4951
190608950 | 365692.32 | 175085.14 | 51.4737 | -2.4954
9539470 | 365694.11 | 174604.19 | 51.4694 | -2.4953
9539661 | 365694.2 | 179112.4 | 51.5099 | -2.4957
9539232 | 365695.7 | 171694.4 | 51.4432 | -2.495
352999394 | 365695.8 | 172796.24 | 51.4531 | -2.4951
161303495 | 365695.29 | 186313.22 | 51.5746 | -2.4964
9543446 | 365696.48 | 168407.31 | 51.4136 | -2.4946
633865470 | 365696.7 | 169180.57 | 51.4206 | -2.4947
9539607 | 365697.15 | 177746.52 | 51.4976 | -2.4955
9547266 | 365698.78 | 172488.74 | 51.4503 | -2.495
541709802 | 365699.21 | 175715.49 | 51.4793 | -2.4953
9539558 | 365699.72 | 176818.83 | 51.4893 | -2.4954
9539250 | 365700.13 | 171527.97 | 51.4417 | -2.4949
9539580 | 365701 | 177333.9 | 51.4939 | -2.4954
9539632 | 365700.3 | 178415.8 | 51.5036 | -2.4956
9539199 | 365702.2 | 171256.6 | 51.4393 | -2.4948
9539213 | 365702.71 | 171883.96 | 51.4449 | -2.4949
9539312 | 365702.02 | 172900.57 | 51.454 | -2.495
9539196 | 365703.5 | 171343.3 | 51.44 | -2.4948
9539236 | 365703.5 | 171588.3 | 51.4422 | -2.4949
9539217 | 365703.41 | 171777.57 | 51.4439 | -2.4949
9539507 | 365704.5 | 175921.2 | 51.4812 | -2.4953
9539436 | 365706.54 | 174455.86 | 51.468 | -2.4951
610460511 | 365707.05 | 174032.98 | 51.4642 | -2.495
9539443 | 365707.48 | 174819.72 | 51.4713 | -2.4951
546888773 | 365707 | 177805.4 | 51.4981 | -2.4954
9539216 | 365710.67 | 171828.36 | 51.4444 | -2.4948
9539636 | 365710.9 | 178256.6 | 51.5022 | -2.4954
478047362 | 365711.34 | 173161.08 | 51.4564 | -2.4949
9539541 | 365711.4 | 176442.2 | 51.4859 | -2.4952
9539617 | 365712 | 177647.7 | 51.4967 | -2.4953
9544612 | 365711.54 | 181676.55 | 51.5329 | -2.4957
11792244 | 365712.04 | 172018.17 | 51.4461 | -2.4948
9547267 | 365712.07 | 172457.49 | 51.4501 | -2.4948
633747926 | 365713.26 | 173015.33 | 51.4551 | -2.4949
535175197 | 365713.09 | 175750.38 | 51.4797 | -2.4951
9539331 | 365714.6 | 173105.6 | 51.4559 | -2.4948
633889225 | 365715.91 | 169249.63 | 51.4212 | -2.4945
9539314 | 365715.91 | 173160.42 | 51.4564 | -2.4948
9539404 | 365715.64 | 174408.27 | 51.4676 | -2.495
9539619 | 365717.79 | 177556.49 | 51.4959 | -2.4952
9539642 | 365718.2 | 178459 | 51.504 | -2.4953
9539377 | 365719.39 | 173540.24 | 51.4598 | -2.4948
9539540 | 365719.48 | 176322.69 | 51.4848 | -2.4951
9539578 | 365720.5 | 177462.5 | 51.4951 | -2.4952
9543430 | 365721.1 | 168245.5 | 51.4122 | -2.4943
9539192 | 365721.1 | 171379.8 | 51.4404 | -2.4946
9539419 | 365721.44 | 174202.78 | 51.4657 | -2.4949
9539311 | 365722.41 | 172946.61 | 51.4544 | -2.4947
9539502 | 365722.17 | 175127.09 | 51.4741 | -2.4949
352999469 | 365723.06 | 173538.91 | 51.4598 | -2.4948
21014652 | 365723.31 | 178201.22 | 51.5017 | -2.4952
9539251 | 365724.36 | 171519.77 | 51.4416 | -2.4945
9539390 | 365724.22 | 173960.5 | 51.4636 | -2.4948
9539643 | 365725.8 | 178480.5 | 51.5042 | -2.4952
477111985 | 365726.11 | 170635.68 | 51.4337 | -2.4944
11792272 | 365727.09 | 171957.45 | 51.4456 | -2.4945
9539474 | 365727.9 | 174510.6 | 51.4685 | -2.4948
668724675 | 365727.97 | 187209.23 | 51.5827 | -2.496
9551999 | 365728.33 | 175827.22 | 51.4804 | -2.4949
146176433 | 365728.36 | 187259.9 | 51.5831 | -2.496
9539370 | 365729.95 | 173729.23 | 51.4615 | -2.4947
9539242 | 365730.1 | 171577.2 | 51.4421 | -2.4945
9539341 | 365731.91 | 173314.67 | 51.4578 | -2.4946
9539537 | 365732.5 | 176191.41 | 51.4836 | -2.4949
9539174 | 365735.9 | 170827.6 | 51.4354 | -2.4943
9539430 | 365735.7 | 174139.8 | 51.4652 | -2.4946
9544613 | 365736.75 | 181792.71 | 51.534 | -2.4954
626057159 | 365737.17 | 172809.21 | 51.4532 | -2.4945
9539664 | 365737.75 | 179412.46 | 51.5126 | -2.4951
20581360 | 365738.72 | 168924.28 | 51.4183 | -2.4941
581272037 | 365738.63 | 175290.88 | 51.4755 | -2.4947
9539560 | 365738.4 | 176724.7 | 51.4884 | -2.4949
9547262 | 365739.81 | 172384.3 | 51.4494 | -2.4944
222413797 | 365739.22 | 173571.12 | 51.4601 | -2.4945
9539372 | 365740.67 | 173640.4 | 51.4607 | -2.4945
352999680 | 365740.07 | 179419.24 | 51.5127 | -2.4951
9539492 | 365741.6 | 175033.8 | 51.4732 | -2.4946
9545008 | 365741.13 | 179424.08 | 51.5127 | -2.4951
9544601 | 365741.3 | 181250.88 | 51.5291 | -2.4952
9539219 | 365742.06 | 171890.58 | 51.445 | -2.4943
352999384 | 365742.33 | 172183.77 | 51.4476 | -2.4944
9539243 | 365744 | 171581.01 | 51.4422 | -2.4943
9539373 | 365743.36 | 173637.41 | 51.4607 | -2.4945
9539551 | 365743.2 | 176612.1 | 51.4874 | -2.4948
9539235 | 365744.3 | 171677.4 | 51.443 | -2.4943
352999454 | 365744.15 | 173729.54 | 51.4615 | -2.4945
9547242 | 365747.08 | 172526.94 | 51.4507 | -2.4943
9539539 | 365747.48 | 176235.65 | 51.484 | -2.4947
624914992 | 365749.22 | 172192.17 | 51.4477 | -2.4943
9539220 | 365751.2 | 171808.57 | 51.4442 | -2.4942
9547270 | 365751.44 | 172480.55 | 51.4503 | -2.4943
9539469 | 365751.79 | 174608.68 | 51.4694 | -2.4945
9543434 | 365753.47 | 168290.55 | 51.4126 | -2.4938
9539244 | 365753.5 | 171533.9 | 51.4417 | -2.4941
610904989 | 365754.04 | 174062.39 | 51.4645 | -2.4944
9539447 | 365754.93 | 174914.71 | 51.4721 | -2.4944
352999620 | 365756.32 | 176207.41 | 51.4838 | -2.4945
352999615 | 365757.44 | 176203.57 | 51.4837 | -2.4945
9539633 | 365757.8 | 178127.1 | 51.501 | -2.4947
9539520 | 365758.2 | 175508.6 | 51.4775 | -2.4944
9539392 | 365759.9 | 173768.2 | 51.4618 | -2.4943
9539172 | 365760.7 | 170989.2 | 51.4369 | -2.494
9539387 | 365760.4 | 173838.8 | 51.4625 | -2.4943
178633640 | 365760.06 | 174915.63 | 51.4722 | -2.4944
9539592 | 365761.48 | 177001.45 | 51.4909 | -2.4945
9539239 | 365762.3 | 171619.7 | 51.4425 | -2.494
9539476 | 365762.3 | 175382.5 | 51.4764 | -2.4944
223591655 | 365762.09 | 175935.45 | 51.4813 | -2.4944
9539173 | 365763.52 | 170913.82 | 51.4362 | -2.4939
9539332 | 365763.7 | 173108.75 | 51.4559 | -2.4941
9539386 | 365763 | 173865 | 51.4627 | -2.4942
9539405 | 365763.8 | 174364.4 | 51.4672 | -2.4943
497491809 | 365764.74 | 170741.08 | 51.4346 | -2.4939
614371045 | 365764.96 | 174051.58 | 51.4644 | -2.4942
677623409 | 365764.94 | 175683.79 | 51.4791 | -2.4944
9547261 | 365765.21 | 172403.3 | 51.4496 | -2.494
352999509 | 365765.98 | 174041.34 | 51.4643 | -2.4942
352999504 | 365766.67 | 174045.06 | 51.4643 | -2.4942
610460656 | 365766.42 | 174047.83 | 51.4644 | -2.4942
9539603 | 365768.7 | 177917.6 | 51.4991 | -2.4945
9548203 | 365770.25 | 178504.31 | 51.5044 | -2.4946
9539190 | 365771.3 | 171467.2 | 51.4412 | -2.4939
9539634 | 365771.6 | 178084.8 | 51.5006 | -2.4945
145297868 | 365772.33 | 168196.96 | 51.4117 | -2.4935
9548025 | 365772.82 | 168926.29 | 51.4183 | -2.4936
668540535 | 365773.89 | 168922.17 | 51.4183 | -2.4936
9539338 | 365773.7 | 173453.1 | 51.459 | -2.494
9543450 | 365774 | 168527.8 | 51.4147 | -2.4935
9539342 | 365774.9 | 173185.6 | 51.4566 | -2.494
9539524 | 365774.45 | 176027.56 | 51.4822 | -2.4943
9539340 | 365775.07 | 173368.75 | 51.4582 | -2.494
550346290 | 365775.83 | 176462.17 | 51.4861 | -2.4943
215722664 | 365775.68 | 185226.74 | 51.5649 | -2.4951
9539245 | 365776.8 | 171539.2 | 51.4418 | -2.4938
9539240 | 365776.4 | 171608.4 | 51.4424 | -2.4938
9539468 | 365776.3 | 174517.19 | 51.4686 | -2.4941
11792267 | 365777.72 | 171959.09 | 51.4456 | -2.4938
9539371 | 365777.1 | 173671.2 | 51.461 | -2.494
9539407 | 365777.05 | 174413.29 | 51.4676 | -2.4941
9539187 | 365780.5 | 171435.7 | 51.4409 | -2.4937
13827570 | 365780.66 | 175873.43 | 51.4808 | -2.4942
9539233 | 365781.6 | 171713.4 | 51.4434 | -2.4937
9539214 | 365781.1 | 171892.7 | 51.445 | -2.4938
9539639 | 365781.6 | 178247.5 | 51.5021 | -2.4944
9543431 | 365782.52 | 168239.4 | 51.4121 | -2.4934
9543422 | 365783.86 | 167840.01 | 51.4085 | -2.4933
353000964 | 365783.72 | 167900.4 | 51.4091 | -2.4933
9543421 | 365783.8 | 167904.4 | 51.4091 | -2.4933
20572763 | 365785.48 | 168665.5 | 51.416 | -2.4934
466511120 | 365785.62 | 179398.34 | 51.5125 | -2.4944
9547263 | 365786.56 | 172323.46 | 51.4489 | -2.4937
9539284 | 365786.24 | 172929.81 | 51.4543 | -2.4938
9543429 | 365787.23 | 168110.13 | 51.411 | -2.4933
9539188 | 365787.8 | 171426.4 | 51.4408 | -2.4936
23304081 | 365788.2 | 171383.6 | 51.4404 | -2.4936
9539218 | 365789.3 | 171792 | 51.4441 | -2.4936
9539215 | 365789.3 | 171855.7 | 51.4446 | -2.4936
13827541 | 365789.11 | 175824.56 | 51.4803 | -2.494
9544599 | 365789.6 | 181055.25 | 51.5274 | -2.4945
9539296 | 365790.2 | 172855.8 | 51.4536 | -2.4937
467411607 | 365790.14 | 179376.58 | 51.5123 | -2.4944
9539339 | 365792.9 | 173299.9 | 51.4576 | -2.4937
9539396 | 365792.2 | 173819.1 | 51.4623 | -2.4938
9544608 | 365792.05 | 181594.75 | 51.5322 | -2.4945
9539302 | 365793.1 | 172550.92 | 51.4509 | -2.4937
9539234 | 365794 | 171699.8 | 51.4432 | -2.4936
610460469 | 365794.88 | 174089.27 | 51.4647 | -2.4938
9539579 | 365795.3 | 177467.2 | 51.4951 | -2.4941
9543423 | 365796.77 | 167763.88 | 51.4079 | -2.4931
9547269 | 365797.96 | 172462.89 | 51.4501 | -2.4936
9539343 | 365798.4 | 173193.5 | 51.4567 | -2.4936
37043939 | 365798.49 | 191314.66 | 51.6196 | -2.4954
9539658 | 365799.59 | 178403.24 | 51.5035 | -2.4941
621613067 | 365799.13 | 181977.84 | 51.5357 | -2.4945
9543438 | 365801.5 | 168371.3 | 51.4133 | -2.4931
559774681 | 365801.87 | 177616.69 | 51.4964 | -2.494
650445156 | 365803.68 | 176688.93 | 51.4881 | -2.4939
9539262 | 365805.94 | 171648.31 | 51.4428 | -2.4934
9539611 | 365805.7 | 177811.5 | 51.4982 | -2.494
9543411 | 365806.6 | 167302.5 | 51.4037 | -2.493
571514991 | 365806.99 | 176361.84 | 51.4852 | -2.4938
9539581 | 365806.6 | 177308.1 | 51.4937 | -2.4939
9539475 | 365807.68 | 174978.63 | 51.4727 | -2.4937
9539263 | 365810.75 | 171732.82 | 51.4435 | -2.4933
9547264 | 365810.51 | 172321.95 | 51.4488 | -2.4934
9547258 | 365812.34 | 172245.77 | 51.4482 | -2.4934
9539608 | 365812.5 | 177677.3 | 51.497 | -2.4939
9539290 | 365813.79 | 172848.78 | 51.4536 | -2.4934
643354215 | 365814.86 | 173221.23 | 51.4569 | -2.4934
9539455 | 365814.62 | 174751.36 | 51.4707 | -2.4936
9539562 | 365816 | 176950.3 | 51.4905 | -2.4938
9544609 | 365816.48 | 181694.8 | 51.5331 | -2.4942
9539291 | 365818.8 | 172850.43 | 51.4536 | -2.4933
497491853 | 365820.7 | 170834.1 | 51.4355 | -2.4931
9539374 | 365821.4 | 173564 | 51.46 | -2.4933
582014562 | 365822.64 | 170754.03 | 51.4347 | -2.4931
9539391 | 365822.41 | 173756.05 | 51.4617 | -2.4934
9539521 | 365822.3 | 175517.5 | 51.4776 | -2.4935
9539388 | 365823.2 | 173919.4 | 51.4632 | -2.4934
9539254 | 365824.74 | 171575.58 | 51.4421 | -2.4931
9539505 | 365824.1 | 175997.5 | 51.4819 | -2.4935
9539253 | 365825.71 | 171505 | 51.4415 | -2.4931
9539327 | 365825.5 | 173085.4 | 51.4557 | -2.4932
9544588 | 365826.2 | 180981.5 | 51.5267 | -2.494
9539336 | 365827.1 | 173365.4 | 51.4582 | -2.4932
9539389 | 365827.3 | 173894 | 51.463 | -2.4933
9539293 | 365828.8 | 172855.9 | 51.4536 | -2.4932
9539538 | 365829.9 | 176232.6 | 51.484 | -2.4935
9539204 | 365830.2 | 171052.2 | 51.4374 | -2.493
9539205 | 365831 | 171169.7 | 51.4385 | -2.493
9539380 | 365830.3 | 173709.5 | 51.4613 | -2.4932
9539591 | 365830.97 | 177001.24 | 51.4909 | -2.4936
9539582 | 365830.18 | 177389.72 | 51.4944 | -2.4936
9539189 | 365831.94 | 171463.88 | 51.4411 | -2.493
37991296 | 365831.1 | 181328.02 | 51.5298 | -2.494
9539203 | 365832.9 | 171115.1 | 51.438 | -2.493
9548200 | 365832.76 | 178503.98 | 51.5044 | -2.4937
9544611 | 365832.21 | 181796.28 | 51.534 | -2.494
9539222 | 365835.2 | 171914.8 | 51.4452 | -2.493
9547265 | 365835.39 | 172404.76 | 51.4496 | -2.493
9539420 | 365835.36 | 174194.12 | 51.4657 | -2.4932
9539620 | 365835.1 | 177535.73 | 51.4957 | -2.4935
9543424 | 365836.2 | 167561.3 | 51.406 | -2.4926
9551997 | 365836.26 | 172212.31 | 51.4479 | -2.493
9539479 | 365836.6 | 175266 | 51.4753 | -2.4933
9539301 | 365838.8 | 172572.9 | 51.4511 | -2.493
9539300 | 365838.4 | 172587.6 | 51.4512 | -2.493
352999479 | 365839.57 | 173707.21 | 51.4613 | -2.4931
71123419 | 365839.74 | 174644.99 | 51.4697 | -2.4932
9548201 | 365839.7 | 178518.41 | 51.5046 | -2.4936
673883284 | 365841.26 | 167784.74 | 51.408 | -2.4925
9539224 | 365841.15 | 171797.4 | 51.4441 | -2.4929
9539223 | 365841.88 | 171857.39 | 51.4447 | -2.4929
9539552 | 365841.3 | 176502.9 | 51.4864 | -2.4933
9539657 | 365841.5 | 178335.2 | 51.5029 | -2.4935
617226080 | 365842.19 | 174125.65 | 51.4651 | -2.4931
672910764 | 365842.95 | 174643.39 | 51.4697 | -2.4932
9539602 | 365842.2 | 177973.81 | 51.4997 | -2.4935
352999474 | 365843.42 | 173706.14 | 51.4613 | -2.493
9539425 | 365843.35 | 174039.32 | 51.4643 | -2.4931
9539448 | 365844.2 | 174905.37 | 51.4721 | -2.4931
352999630 | 365844.03 | 176507.57 | 51.4865 | -2.4933
9539612 | 365845.74 | 177881.14 | 51.4988 | -2.4934
677623404 | 365846.96 | 175785.64 | 51.48 | -2.4932
9539593 | 365846.99 | 177061.39 | 51.4915 | -2.4933
9539180 | 365847.98 | 171318.38 | 51.4398 | -2.4928
9543412 | 365848.8 | 167156 | 51.4024 | -2.4923
11790306 | 365848.24 | 173188.52 | 51.4566 | -2.4929
672910969 | 365848.17 | 174638.56 | 51.4697 | -2.4931
9539545 | 365848.9 | 176079.6 | 51.4826 | -2.4932
9539162 | 365849.58 | 170647.16 | 51.4338 | -2.4927
624914663 | 365849.72 | 172130.58 | 51.4471 | -2.4928
9539270 | 365849.82 | 172347.73 | 51.4491 | -2.4928
9539357 | 365849.5 | 173249.3 | 51.4572 | -2.4929
9539556 | 365849.76 | 176713.08 | 51.4883 | -2.4933
9539503 | 365850.99 | 175139.5 | 51.4742 | -2.4931
9539264 | 365851.8 | 171730.3 | 51.4435 | -2.4927
9543454 | 365852.2 | 168588.6 | 51.4153 | -2.4924
9539467 | 365853.3 | 174582.2 | 51.4692 | -2.493
9539320 | 365855.9 | 173149.5 | 51.4563 | -2.4928
9539333 | 365855.5 | 173479.1 | 51.4592 | -2.4929
619909133 | 365856.8 | 167064.91 | 51.4016 | -2.4922
624914691 | 365856.95 | 172130.76 | 51.4471 | -2.4927
9539395 | 365857.33 | 173834.44 | 51.4624 | -2.4929
9539361 | 365857.7 | 173891.9 | 51.463 | -2.4929
9539451 | 365859.2 | 174791.3 | 51.471 | -2.4929
9539191 | 365860.4 | 171497.3 | 51.4414 | -2.4926
9539260 | 365860.8 | 171674.2 | 51.443 | -2.4926
9539255 | 365861.2 | 171504.6 | 51.4415 | -2.4926
9539393 | 365861.55 | 173834.41 | 51.4624 | -2.4928
663760139 | 365862.97 | 181346.57 | 51.53 | -2.4935
9539384 | 365863.91 | 173633.04 | 51.4606 | -2.4928
9539360 | 365863.98 | 173850.74 | 51.4626 | -2.4928
9543436 | 365864.4 | 168482 | 51.4143 | -2.4922
9539453 | 365864.6 | 174750.2 | 51.4707 | -2.4928
9539466 | 365865.97 | 174538.94 | 51.4688 | -2.4928
9539652 | 365865.48 | 178279.51 | 51.5024 | -2.4932
9539461 | 365868.95 | 174640.73 | 51.4697 | -2.4928
9539486 | 365868 | 175458.31 | 51.477 | -2.4929
9539553 | 365868.4 | 176622.9 | 51.4875 | -2.493
9539265 | 365869.1 | 171629.2 | 51.4426 | -2.4925
9539493 | 365869.6 | 175045.7 | 51.4733 | -2.4928
9539480 | 365869.2 | 175232.9 | 51.475 | -2.4928
9539610 | 365869.15 | 177758.96 | 51.4977 | -2.4931
9539432 | 365870.6 | 174477.8 | 51.4682 | -2.4927
26474979 | 365872.5 | 173900 | 51.463 | -2.4926
9539433 | 365872.1 | 174371.8 | 51.4673 | -2.4927
9539462 | 365872.31 | 174639.03 | 51.4697 | -2.4927
9539534 | 365872.13 | 176249.09 | 51.4842 | -2.4929
289669597 | 365873.16 | 170650.6 | 51.4338 | -2.4923
108613003 | 365874.45 | 168128.34 | 51.4111 | -2.4921
584397491 | 365874.64 | 170776.34 | 51.4349 | -2.4923
324633396 | 365874.66 | 171148.59 | 51.4383 | -2.4924
9539536 | 365875.9 | 176407.2 | 51.4856 | -2.4928
9544610 | 365875.62 | 181717.26 | 51.5333 | -2.4934
9539394 | 365876.6 | 173757.76 | 51.4618 | -2.4926
9539651 | 365877 | 178268.8 | 51.5023 | -2.493
289669578 | 365877.31 | 170561.95 | 51.433 | -2.4923
622539506 | 365877.04 | 171765.42 | 51.4438 | -2.4924
9539356 | 365877.9 | 173213.4 | 51.4569 | -2.4925
9547271 | 365878.08 | 172419.87 | 51.4497 | -2.4924
9552473 | 365878.43 | 178466.34 | 51.5041 | -2.493
9539484 | 365879.16 | 175364.21 | 51.4762 | -2.4927
37043823 | 365879.01 | 191370.67 | 51.6201 | -2.4942
9539574 | 365880.22 | 176753.38 | 51.4887 | -2.4928
9544607 | 365881.76 | 181512.64 | 51.5315 | -2.4933
9539563 | 365882 | 176886.8 | 51.4899 | -2.4928
9539585 | 365882.4 | 177302 | 51.4936 | -2.4928
9539328 | 365886.3 | 173082 | 51.4557 | -2.4924
9539511 | 365886 | 175685.2 | 51.4791 | -2.4926
9539631 | 365886.9 | 178210.4 | 51.5018 | -2.4929
9547257 | 365887.87 | 172300.12 | 51.4487 | -2.4923
9539504 | 365887.18 | 175984.79 | 51.4818 | -2.4926
9539630 | 365888.5 | 178181.2 | 51.5015 | -2.4928
9543452 | 365889.7 | 168619 | 51.4156 | -2.4919
9539572 | 365890.7 | 176725.5 | 51.4884 | -2.4927
9539573 | 365890.2 | 176854.4 | 51.4896 | -2.4927
9548202 | 365891.09 | 178530.94 | 51.5047 | -2.4928
9539654 | 365892.5 | 178375.8 | 51.5033 | -2.4928
9539337 | 365893.42 | 173283.44 | 51.4575 | -2.4923
9539227 | 365894.4 | 171958.7 | 51.4456 | -2.4921
9539221 | 365896.23 | 171858.36 | 51.4447 | -2.4921
9539226 | 365896.4 | 171939.5 | 51.4454 | -2.4921
614084238 | 365896.81 | 177591.24 | 51.4962 | -2.4927
9539256 | 365897.9 | 171546.4 | 51.4419 | -2.4921
9539303 | 365897.64 | 172513.13 | 51.4506 | -2.4922
9543427 | 365898.3 | 167704.1 | 51.4073 | -2.4917
223523508 | 365898.49 | 174301.4 | 51.4666 | -2.4923
577008821 | 365899 | 177653.3 | 51.4968 | -2.4926
9539450 | 365900.81 | 174874.63 | 51.4718 | -2.4923
9539258 | 365901.8 | 171590.4 | 51.4423 | -2.492
626057170 | 365901.26 | 172889.96 | 51.4539 | -2.4921
9543417 | 365902.1 | 167297.3 | 51.4037 | -2.4916
9539625 | 365902.46 | 178081.32 | 51.5006 | -2.4926
352999544 | 365903.9 | 175202.91 | 51.4747 | -2.4923
352999610 | 365903.01 | 176332.97 | 51.4849 | -2.4924
9539530 | 365905 | 176327.5 | 51.4849 | -2.4924
9539179 | 365905.6 | 170725.2 | 51.4345 | -2.4919
633531951 | 365905.8 | 175933.8 | 51.4813 | -2.4924
9539564 | 365905.4 | 176989.1 | 51.4908 | -2.4925
9544618 | 365905.4 | 181850.91 | 51.5345 | -2.4929
352999665 | 365906.87 | 178077.9 | 51.5006 | -2.4926
108613008 | 365907.55 | 168101.31 | 51.4109 | -2.4916
9547259 | 365907.24 | 172336.02 | 51.449 | -2.492
352999539 | 365907.17 | 175200.61 | 51.4747 | -2.4923
9548199 | 365908.35 | 178450.99 | 51.5039 | -2.4926
131882940 | 365910.07 | 168041.67 | 51.4104 | -2.4915
9539299 | 365910.03 | 172552.58 | 51.4509 | -2.492
352999670 | 365910.16 | 178075.54 | 51.5006 | -2.4925
9543426 | 365912 | 167634.3 | 51.4067 | -2.4915
9539271 | 365911.33 | 172398.97 | 51.4495 | -2.4919
9539483 | 365911.2 | 175397 | 51.4765 | -2.4922
9543437 | 365912.7 | 168354.2 | 51.4132 | -2.4915
9539362 | 365913.1 | 173898.74 | 51.463 | -2.4921
545213615 | 365913.75 | 177235.98 | 51.493 | -2.4924
9539423 | 365914.1 | 174060.71 | 51.4645 | -2.4921
9539586 | 365914.9 | 177309 | 51.4937 | -2.4924
9539655 | 365914.18 | 178400.65 | 51.5035 | -2.4925
461873616 | 365914.42 | 178964.79 | 51.5086 | -2.4925
9539666 | 365914.5 | 179421.3 | 51.5127 | -2.4926
9539298 | 365915.26 | 172559.38 | 51.451 | -2.4919
466514749 | 365916.14 | 170653.7 | 51.4338 | -2.4917
9539164 | 365916.5 | 170957.6 | 51.4366 | -2.4917
9539206 | 365918.12 | 171447.57 | 51.441 | -2.4917
9539334 | 365918.1 | 173354.2 | 51.4581 | -2.4919
9539319 | 365919.3 | 173182.5 | 51.4566 | -2.4919
9539435 | 365920 | 174433.8 | 51.4678 | -2.492
9539641 | 365920 | 178169.6 | 51.5014 | -2.4924
9543449 | 365920.3 | 168511.7 | 51.4146 | -2.4914
9539257 | 365920.75 | 171616.63 | 51.4425 | -2.4917
9539382 | 365920.4 | 173576.1 | 51.4601 | -2.4919
9539535 | 365921.2 | 176140.6 | 51.4832 | -2.4922
9539533 | 365921.6 | 176311 | 51.4847 | -2.4922
9539590 | 365921.15 | 177074.96 | 51.4916 | -2.4922
9539626 | 365922.17 | 178279.68 | 51.5024 | -2.4924
352999429 | 365923.5 | 173183.27 | 51.4566 | -2.4918
646716736 | 365923.5 | 176269 | 51.4843 | -2.4921
9539363 | 365924.73 | 173972.84 | 51.4637 | -2.4919
9539656 | 365924.67 | 178389.16 | 51.5034 | -2.4923
9539229 | 365926.9 | 171891.2 | 51.445 | -2.4917
9539163 | 365927.5 | 170541.9 | 51.4328 | -2.4915
9539465 | 365928.33 | 174510.86 | 51.4685 | -2.4919
9544605 | 365928.52 | 181376.57 | 51.5303 | -2.4926
9539527 | 365929.6 | 176060.9 | 51.4825 | -2.492
567965498 | 365930.19 | 168069.53 | 51.4106 | -2.4913
176425463 | 365930.16 | 174700.47 | 51.4702 | -2.4919
352999635 | 365930.83 | 177180.46 | 51.4925 | -2.4921
9539613 | 365930.1 | 177820 | 51.4983 | -2.4922
9545007 | 365931.7 | 173324.9 | 51.4579 | -2.4917
9539554 | 365931.2 | 176536.7 | 51.4867 | -2.4921
9539306 | 365933 | 172627.5 | 51.4516 | -2.4916
9539329 | 365932.6 | 173210 | 51.4568 | -2.4917
157982415 | 365932.93 | 175101.27 | 51.4738 | -2.4919
9539570 | 365932.5 | 176677.6 | 51.488 | -2.4921
9539589 | 365932.97 | 177185.24 | 51.4926 | -2.4921
9539261 | 365933.9 | 171632.6 | 51.4426 | -2.4916
9539278 | 365933.2 | 172208.6 | 51.4478 | -2.4916
9539276 | 365934.1 | 172097.9 | 51.4468 | -2.4916
9539638 | 365934.5 | 178133.4 | 51.5011 | -2.4922
353000913 | 365936.92 | 166771.44 | 51.3989 | -2.491
9543416 | 365936.5 | 167397.1 | 51.4046 | -2.4911
9539449 | 365936 | 174985.9 | 51.4728 | -2.4918
9539280 | 365939.62 | 172456.77 | 51.4501 | -2.4915
9539259 | 365940.85 | 171550.11 | 51.4419 | -2.4914
43076399 | 365940.25 | 172482.08 | 51.4503 | -2.4915
9539305 | 365941.1 | 172642.6 | 51.4517 | -2.4915
9539584 | 365941.8 | 177397.6 | 51.4945 | -2.492
9539310 | 365942.05 | 172991.6 | 51.4549 | -2.4916
9543425 | 365943.2 | 167530.8 | 51.4058 | -2.491
9539272 | 365943.46 | 172006.24 | 51.446 | -2.4914
176289503 | 365943.78 | 174968.51 | 51.4726 | -2.4917
9539568 | 365943.8 | 176869.1 | 51.4897 | -2.4919
9539566 | 365944.1 | 176947.7 | 51.4904 | -2.4919
9539622 | 365944.1 | 177505.5 | 51.4955 | -2.492
9548197 | 365944.42 | 178549.09 | 51.5048 | -2.4921
9539629 | 365945.3 | 178185.1 | 51.5016 | -2.492
624914984 | 365946.98 | 172055.68 | 51.4465 | -2.4914
9539588 | 365947.9 | 177187.8 | 51.4926 | -2.4919
664007914 | 365947.44 | 178442.14 | 51.5039 | -2.492
621613075 | 365947.87 | 182096.15 | 51.5367 | -2.4924
9543456 | 365948.1 | 168983.5 | 51.4188 | -2.4911
9539532 | 365948.6 | 176207.5 | 51.4838 | -2.4918
9539565 | 365948.7 | 176997.5 | 51.4909 | -2.4919
9539275 | 365949.9 | 172133.9 | 51.4472 | -2.4914
9539307 | 365949.73 | 172523.73 | 51.4507 | -2.4914
9539381 | 365950.9 | 173644.2 | 51.4607 | -2.4915
355746253 | 365950.73 | 176525.17 | 51.4866 | -2.4918
38025976 | 365951.62 | 176533.11 | 51.4867 | -2.4918
9539615 | 365951.9 | 177946.3 | 51.4994 | -2.4919
9549992 | 365951.09 | 186788.22 | 51.5789 | -2.4928
9552420 | 365952.81 | 175625.32 | 51.4786 | -2.4917
9544606 | 365952.19 | 181428.47 | 51.5307 | -2.4922
9539464 | 365953.88 | 174566.78 | 51.469 | -2.4915
677387232 | 365953.93 | 181840.57 | 51.5344 | -2.4923
9539569 | 365954.4 | 176826.9 | 51.4893 | -2.4918
9539228 | 365955.3 | 171981.1 | 51.4458 | -2.4913
620760141 | 365955.2 | 175949.5 | 51.4815 | -2.4917
216882113 | 365955.48 | 178125.92 | 51.501 | -2.4919
9544604 | 365955.91 | 181311.18 | 51.5297 | -2.4922
9543415 | 365957.6 | 167128.6 | 51.4022 | -2.4908
9539628 | 365958 | 178180.1 | 51.5015 | -2.4918
9539266 | 365958.4 | 171630.3 | 51.4426 | -2.4912
13581972 | 365958.8 | 173685.29 | 51.4611 | -2.4914
9543428 | 365959.7 | 168335.8 | 51.413 | -2.4909
9539454 | 365959.1 | 174691 | 51.4702 | -2.4915
9539489 | 365960.4 | 175115.9 | 51.474 | -2.4915
9539359 | 365961.9 | 173820.3 | 51.4623 | -2.4914
352999334 | 365962.94 | 170901.88 | 51.4361 | -2.4911
9539209 | 365962.82 | 171461.91 | 51.4411 | -2.4911
9543413 | 365963.6 | 167148.3 | 51.4023 | -2.4907
352999419 | 365963.35 | 173487.25 | 51.4593 | -2.4913
9539488 | 365963.7 | 175235.2 | 51.475 | -2.4915
22242025 | 365965.33 | 170546.48 | 51.4329 | -2.491
9539528 | 365965.3 | 176152.6 | 51.4833 | -2.4915
610905008 | 365966.89 | 174260.6 | 51.4663 | -2.4913
352999369 | 365967.71 | 171464.36 | 51.4411 | -2.491
622539514 | 365967.41 | 171850.43 | 51.4446 | -2.4911
9539335 | 365968 | 173345.8 | 51.4581 | -2.4912
614872609 | 365967.21 | 181908.09 | 51.535 | -2.4921
13581986 | 365968.99 | 173751.61 | 51.4617 | -2.4913
9539531 | 365968.54 | 176228.51 | 51.484 | -2.4915
9539487 | 365969.8 | 175461.9 | 51.4771 | -2.4914
9539609 | 365969.2 | 177740.4 | 51.4976 | -2.4916
569961000 | 365969.36 | 177872.09 | 51.4988 | -2.4916
9543433 | 365970.1 | 168258.3 | 51.4123 | -2.4907
9539230 | 365970.1 | 171822.9 | 51.4444 | -2.491
9539279 | 365970.5 | 172411.7 | 51.4497 | -2.4911
619909162 | 365971.12 | 167016.41 | 51.4011 | -2.4906
9543432 | 365971.9 | 168253.6 | 51.4123 | -2.4907
9539178 | 365971.74 | 170971.92 | 51.4367 | -2.4909
9539231 | 365971 | 171905.1 | 51.4451 | -2.491
9539322 | 365971.7 | 173101.3 | 51.4559 | -2.4911
9539323 | 365972.6 | 173089 | 51.4558 | -2.4911
621575819 | 365972.28 | 178219.43 | 51.5019 | -2.4916
9552474 | 365972.43 | 178525.78 | 51.5046 | -2.4917
9543418 | 365973.2 | 167441.1 | 51.405 | -2.4906
9548196 | 365973.75 | 178492.33 | 51.5043 | -2.4916
20122204 | 365974.14 | 168630.15 | 51.4157 | -2.4907
9539304 | 365974.4 | 172599.8 | 51.4513 | -2.4911
9539324 | 365975.9 | 173108.2 | 51.4559 | -2.4911
9539546 | 365975.7 | 176425 | 51.4857 | -2.4914
620759281 | 365976.37 | 167912.79 | 51.4092 | -2.4906
570290726 | 365977.63 | 167652.1 | 51.4069 | -2.4905
464533748 | 365977.04 | 178823.11 | 51.5073 | -2.4916
9539485 | 365979.6 | 175393.7 | 51.4765 | -2.4913
677387268 | 365979.86 | 181802.44 | 51.5341 | -2.4919
9539424 | 365982 | 174091.8 | 51.4648 | -2.4911
9539491 | 365982 | 175007 | 51.473 | -2.4912
92601514 | 365982.97 | 178344.54 | 51.503 | -2.4915
9539383 | 365983.7 | 173559.8 | 51.46 | -2.491
614872601 | 365983.62 | 182029.97 | 51.5361 | -2.4918
9539208 | 365984.29 | 171469.19 | 51.4412 | -2.4908
9543306 | 365986.3 | 166704.1 | 51.3983 | -2.4903
9539326 | 365986.3 | 173131.3 | 51.4561 | -2.4909
9539653 | 365988.6 | 178304.4 | 51.5026 | -2.4914
9547260 | 365989.16 | 172294.51 | 51.4486 | -2.4908
9539452 | 365989.7 | 174735 | 51.4706 | -2.491
9539583 | 365989.42 | 177450.4 | 51.495 | -2.4913
548091912 | 365990.5 | 170815.1 | 51.4353 | -2.4907
9539273 | 365990.8 | 172065.2 | 51.4465 | -2.4908
9539330 | 365992.6 | 173192.6 | 51.4567 | -2.4909
43957655 | 365993.94 | 173488.42 | 51.4593 | -2.4909
9539624 | 365993.9 | 178004.9 | 51.4999 | -2.4913
154761622 | 365993.52 | 178099.72 | 51.5008 | -2.4913
352999710 | 365995.95 | 171561.37 | 51.442 | -2.4907
9539571 | 365995.6 | 176662.1 | 51.4879 | -2.4911
624915020 | 365997.72 | 172002.92 | 51.446 | -2.4907
9539325 | 365997.6 | 173071.2 | 51.4556 | -2.4908
9539473 | 365997.04 | 174865.42 | 51.4717 | -2.4909
222422256 | 365997.2 | 176988.3 | 51.4908 | -2.4911
9539267 | 365998.04 | 171577.32 | 51.4422 | -2.4906
9539840 | 365998.23 | 173221.26 | 51.4569 | -2.4908
9539277 | 365999.1 | 172187.1 | 51.4476 | -2.4907
149543875 | 365999.78 | 174363.31 | 51.4672 | -2.4909
547658346 | 365999.9 | 177432.19 | 51.4948 | -2.4912
296883085 | 365999.99 | 178154.99 | 51.5013 | -2.4912
622555948 | 366000.9 | 167726.14 | 51.4075 | -2.4902
620298995 | 366000.11 | 167817.82 | 51.4083 | -2.4902
353012655 | 366000.22 | 171554.11 | 51.4419 | -2.4906
353012650 | 366000.1 | 171558.11 | 51.442 | -2.4906
222650528 | 366001.2 | 171338.2 | 51.44 | -2.4905
149280362 | 366001.99 | 174370.58 | 51.4673 | -2.4908
567160248 | 366001.94 | 176437.68 | 51.4859 | -2.491
9539982 | 366002.09 | 176755.86 | 51.4887 | -2.4911
9539780 | 366003.2 | 172529.8 | 51.4507 | -2.4906
610460449 | 366003.37 | 174351.96 | 51.4671 | -2.4908
352999780 | 366003.68 | 174355.99 | 51.4671 | -2.4908
547022177 | 366004.36 | 177432.69 | 51.4948 | -2.4911
185127290 | 366005.58 | 173325.58 | 51.4579 | -2.4907
9539947 | 366005 | 176342.4 | 51.485 | -2.491
9539778 | 366006.3 | 172399.7 | 51.4495 | -2.4906
21691715 | 366007.52 | 168418.91 | 51.4138 | -2.4902
222650375 | 366007.4 | 171533.7 | 51.4418 | -2.4905
9539920 | 366008.42 | 175724.14 | 51.4794 | -2.4909
20122209 | 366009.48 | 168622.92 | 51.4156 | -2.4902
9545036 | 366009.97 | 170551.92 | 51.4329 | -2.4904
9539987 | 366009.5 | 176615.1 | 51.4875 | -2.4909
9539914 | 366011.7 | 174622 | 51.4695 | -2.4907
9543540 | 366012.6 | 168313.5 | 51.4128 | -2.4901
9552467 | 366012.32 | 172528.94 | 51.4507 | -2.4905
9543504 | 366014 | 167590.9 | 51.4063 | -2.49
9540015 | 366013.8 | 177547.5 | 51.4958 | -2.491
9539789 | 366015.6 | 172672.8 | 51.452 | -2.4905
9539903 | 366015.5 | 174440.2 | 51.4679 | -2.4906
9539919 | 366015.8 | 175011.6 | 51.473 | -2.4907
9539958 | 366016.6 | 176478.9 | 51.4862 | -2.4908
222649669 | 366017.26 | 171230.52 | 51.439 | -2.4903
9539740 | 366019.1 | 171939.9 | 51.4454 | -2.4903
669751932 | 366020.51 | 169054.03 | 51.4195 | -2.4901
9539921 | 366020.78 | 175801.79 | 51.4801 | -2.4907
9539835 | 366021.92 | 172515.91 | 51.4506 | -2.4904
9543484 | 366022.52 | 167423.98 | 51.4048 | -2.4899
9539736 | 366022.9 | 171839.7 | 51.4445 | -2.4903
315880989 | 366022.87 | 178171.83 | 51.5014 | -2.4909
579887958 | 366023.85 | 167673.36 | 51.4071 | -2.4899
337573495 | 366023.77 | 172432.35 | 51.4498 | -2.4903
9543473 | 366025.82 | 166893.01 | 51.4 | -2.4898
222424200 | 366025.6 | 176701.9 | 51.4882 | -2.4907
9540033 | 366025.7 | 178721.4 | 51.5064 | -2.4909
9543530 | 366026.87 | 168086.69 | 51.4108 | -2.4899
9544638 | 366026.65 | 182170.14 | 51.5374 | -2.4912
9543545 | 366027.51 | 169031.4 | 51.4193 | -2.4899
9540016 | 366027.6 | 177624.01 | 51.4965 | -2.4908
9539867 | 366028.81 | 173860.74 | 51.4627 | -2.4904
9539911 | 366028.8 | 174836.6 | 51.4715 | -2.4905
9543546 | 366029.24 | 169021.22 | 51.4192 | -2.4899
292331183 | 366029.81 | 177298.93 | 51.4936 | -2.4907
366983082 | 366030.55 | 174185.23 | 51.4656 | -2.4904
9539980 | 366030.5 | 176941.9 | 51.4904 | -2.4907
622555927 | 366031.86 | 167791.05 | 51.4081 | -2.4898
9539857 | 366031.7 | 173394.2 | 51.4585 | -2.4903
9540017 | 366031.2 | 177722.5 | 51.4974 | -2.4907
620851793 | 366031.05 | 182167.43 | 51.5374 | -2.4912
9539747 | 366033.3 | 172146.1 | 51.4473 | -2.4902
9539938 | 366033.4 | 176253.6 | 51.4842 | -2.4906
20459908 | 366033.45 | 177277.88 | 51.4934 | -2.4907
9539745 | 366034.3 | 172102.7 | 51.4469 | -2.4901
9539915 | 366034.73 | 174523.99 | 51.4686 | -2.4904
9539756 | 366036.6 | 172432.2 | 51.4498 | -2.4901
20122156 | 366038.47 | 168579.32 | 51.4152 | -2.4897
9539940 | 366038.35 | 176047.14 | 51.4823 | -2.4905
162228471 | 366039.81 | 175313.38 | 51.4758 | -2.4904
119929845 | 366039.8 | 178541.24 | 51.5048 | -2.4907
9539711 | 366041.5 | 171736.3 | 51.4436 | -2.49
9539865 | 366041.5 | 173686.4 | 51.4611 | -2.4902
9540019 | 366041.19 | 177814.58 | 51.4982 | -2.4906
9539790 | 366042.5 | 172632.6 | 51.4516 | -2.4901
9539998 | 366042.6 | 177083.1 | 51.4917 | -2.4905
9539858 | 366043.4 | 173006.5 | 51.455 | -2.4901
21393625 | 366043.84 | 175326.92 | 51.4759 | -2.4903
352999790 | 366044.36 | 175321.6 | 51.4758 | -2.4903
352999795 | 366045.71 | 175325.35 | 51.4759 | -2.4903
9543483 | 366046.52 | 167483.25 | 51.4053 | -2.4895
547658362 | 366046.08 | 177497.8 | 51.4954 | -2.4905
9543543 | 366047.38 | 169037.97 | 51.4193 | -2.4897
9539979 | 366047.55 | 176926.1 | 51.4903 | -2.4904
9539868 | 366048.03 | 173944.21 | 51.4634 | -2.4901
9540020 | 366049.1 | 177909.3 | 51.4991 | -2.4905
9543524 | 366050.2 | 167866.7 | 51.4088 | -2.4895
9539776 | 366050.5 | 172247.6 | 51.4482 | -2.4899
9539791 | 366050.9 | 172580.91 | 51.4512 | -2.49
9543460 | 366052.7 | 166591.5 | 51.3973 | -2.4894
9544628 | 366052.26 | 181996.8 | 51.5358 | -2.4908
9539714 | 366053.1 | 171736.4 | 51.4436 | -2.4898
9543544 | 366054.38 | 169043.47 | 51.4194 | -2.4896
9539713 | 366054.62 | 171646.95 | 51.4428 | -2.4898
9539839 | 366054.94 | 173097.99 | 51.4558 | -2.49
366983072 | 366054.41 | 174293.23 | 51.4666 | -2.4901
210882641 | 366054.92 | 179418.34 | 51.5127 | -2.4906
9543479 | 366056.81 | 166968.32 | 51.4007 | -2.4893
9543528 | 366057.86 | 168013.2 | 51.4101 | -2.4894
617643080 | 366057.21 | 177393.85 | 51.4945 | -2.4903
20122146 | 366058.86 | 168628.43 | 51.4156 | -2.4895
9539779 | 366059 | 172525.3 | 51.4507 | -2.4898
9539788 | 366058.6 | 172678.9 | 51.4521 | -2.4899
9543465 | 366059.12 | 166813.65 | 51.3993 | -2.4893
9540030 | 366059.54 | 178246.78 | 51.5021 | -2.4904
9539900 | 366060.8 | 174112.7 | 51.465 | -2.49
9539916 | 366060.4 | 175416 | 51.4767 | -2.4901
9544636 | 366060.88 | 182027.64 | 51.5361 | -2.4907
9539772 | 366061.35 | 172212.64 | 51.4479 | -2.4898
9540014 | 366061.4 | 177559.5 | 51.4959 | -2.4903
9543539 | 366062 | 168449.4 | 51.414 | -2.4894
9539866 | 366062.9 | 173785.8 | 51.462 | -2.4899
675111464 | 366064.37 | 176936.81 | 51.4903 | -2.4902
9540032 | 366064.2 | 178422.8 | 51.5037 | -2.4903
9543485 | 366065.62 | 167321.46 | 51.4039 | -2.4892
9539999 | 366065.37 | 177021.21 | 51.4911 | -2.4902
9540031 | 366065.2 | 178258.8 | 51.5022 | -2.4903
622539521 | 366066.21 | 171923.37 | 51.4453 | -2.4897
13827069 | 366066.44 | 172938.49 | 51.4544 | -2.4898
624914855 | 366067.55 | 171966.68 | 51.4457 | -2.4897
9539787 | 366067.2 | 172691.4 | 51.4522 | -2.4897
222650253 | 366068.63 | 171325.97 | 51.4399 | -2.4896
9539981 | 366069.91 | 176959.34 | 51.4906 | -2.4901
616359634 | 366070.89 | 171960.18 | 51.4456 | -2.4896
9539983 | 366070.08 | 176866.29 | 51.4897 | -2.4901
353013308 | 366071.37 | 178310.14 | 51.5027 | -2.4902
222649395 | 366072.69 | 171396.49 | 51.4405 | -2.4895
9539869 | 366072.04 | 173936.29 | 51.4634 | -2.4898
9543474 | 366074.1 | 166881.8 | 51.3999 | -2.4891
9539843 | 366075.9 | 173283.3 | 51.4575 | -2.4897
622324464 | 366077.32 | 167722.98 | 51.4075 | -2.4891
9539985 | 366077.76 | 176747.34 | 51.4886 | -2.49
9539943 | 366078.59 | 176223.2 | 51.4839 | -2.4899
28675917 | 366079.74 | 178217.31 | 51.5019 | -2.4901
9543482 | 366081.2 | 167352.3 | 51.4042 | -2.489
34530283 | 366081.44 | 178665.65 | 51.5059 | -2.4901
9539715 | 366082.61 | 171762.7 | 51.4438 | -2.4894
630058446 | 366082.8 | 171871.3 | 51.4448 | -2.4894
9539667 | 366084.9 | 170672.61 | 51.434 | -2.4893
9539746 | 366084.35 | 172109.2 | 51.4469 | -2.4894
9539841 | 366084.4 | 173174.7 | 51.4565 | -2.4895
9539917 | 366084.1 | 175498.4 | 51.4774 | -2.4898
9539744 | 366085.72 | 172039.22 | 51.4463 | -2.4894
616940469 | 366086.65 | 167592.12 | 51.4063 | -2.489
9539945 | 366086.41 | 176336.01 | 51.485 | -2.4898
296883091 | 366087.04 | 178139.75 | 51.5012 | -2.49
20122151 | 366088.57 | 168625.75 | 51.4156 | -2.489
9543537 | 366089.5 | 168326 | 51.4129 | -2.489
9539668 | 366089.9 | 170860.2 | 51.4357 | -2.4892
9539683 | 366090.1 | 171304.1 | 51.4397 | -2.4893
9543462 | 366091.9 | 166618.4 | 51.3976 | -2.4888
216523810 | 366092 | 168000.51 | 51.41 | -2.4889
567161335 | 366093.43 | 176359.93 | 51.4852 | -2.4897
9544635 | 366093.63 | 182004.92 | 51.5359 | -2.4902
9543529 | 366095 | 168153.3 | 51.4114 | -2.4889
37128922 | 366094.4 | 175888.7 | 51.4809 | -2.4896
9539934 | 366094.4 | 176139.8 | 51.4832 | -2.4897
222422156 | 366094 | 177164 | 51.4924 | -2.4898
9539933 | 366095.7 | 175998.7 | 51.4819 | -2.4896
111887074 | 366095.12 | 181906.45 | 51.535 | -2.4902
9539677 | 366096.9 | 171032.5 | 51.4373 | -2.4891
9539909 | 366096.4 | 174882.7 | 51.4719 | -2.4895
9540013 | 366096.92 | 177517.83 | 51.4956 | -2.4898
9540034 | 366096.4 | 178896.7 | 51.508 | -2.4899
9552409 | 366097.77 | 172315.12 | 51.4488 | -2.4893
9539910 | 366098 | 174777.5 | 51.4709 | -2.4895
337574399 | 366097.92 | 178493.09 | 51.5043 | -2.4899
648951533 | 366099.2 | 167673.5 | 51.4071 | -2.4888
9543531 | 366099.02 | 168217.47 | 51.412 | -2.4888
9539984 | 366099.51 | 176722.16 | 51.4884 | -2.4897
467884837 | 366099.53 | 177919.45 | 51.4992 | -2.4898
9540028 | 366099.32 | 178050.92 | 51.5004 | -2.4898
9539898 | 366100 | 174025.3 | 51.4642 | -2.4894
9539889 | 366102.35 | 174407.55 | 51.4676 | -2.4894
9543522 | 366103.9 | 167802.4 | 51.4082 | -2.4887
425853993 | 366103.61 | 171608.7 | 51.4424 | -2.4891
9543523 | 366105.3 | 167806.5 | 51.4083 | -2.4887
9552408 | 366105.85 | 172354.42 | 51.4492 | -2.4891
9539781 | 366105.9 | 172549 | 51.4509 | -2.4892
9539890 | 366105.15 | 174410.54 | 51.4676 | -2.4893
75266033 | 366106.66 | 178361.07 | 51.5032 | -2.4897
9543463 | 366107.8 | 166758 | 51.3988 | -2.4886
9539686 | 366107.3 | 171487.8 | 51.4414 | -2.489
9539899 | 366109.5 | 174009.4 | 51.464 | -2.4892
9539957 | 366109.5 | 176447 | 51.486 | -2.4895
21141000 | 366110.67 | 182266.43 | 51.5383 | -2.49
9540027 | 366115.08 | 178169.16 | 51.5014 | -2.4896
199877942 | 366117.72 | 178470.44 | 51.5041 | -2.4896
9543464 | 366118 | 166731.5 | 51.3986 | -2.4884
75266048 | 366118.28 | 178415.64 | 51.5036 | -2.4895
9539739 | 366119.5 | 171918.2 | 51.4452 | -2.4889
9539777 | 366119.35 | 172267.29 | 51.4484 | -2.4889
9539870 | 366119.3 | 173848.9 | 51.4626 | -2.4891
9539793 | 366120.94 | 172669.21 | 51.452 | -2.489
9539862 | 366120.2 | 173678.2 | 51.4611 | -2.4891
352999765 | 366121.6 | 174401.28 | 51.4676 | -2.4891
9539800 | 366123 | 172710.6 | 51.4524 | -2.4889
9539893 | 366122.9 | 174375.15 | 51.4673 | -2.4891
222424148 | 366122.79 | 176552.19 | 51.4869 | -2.4893
9539761 | 366123.3 | 172478.2 | 51.4503 | -2.4889
9543525 | 366125.5 | 167834.4 | 51.4085 | -2.4884
508340924 | 366125.4 | 171478.67 | 51.4413 | -2.4888
9539792 | 366125.6 | 172623 | 51.4516 | -2.4889
9539896 | 366125 | 174133 | 51.4651 | -2.489
353013247 | 366125.36 | 174398.56 | 51.4675 | -2.4891
353013242 | 366126.02 | 174394.61 | 51.4675 | -2.489
352999775 | 366126.86 | 174415.22 | 51.4677 | -2.489
9540008 | 366126.9 | 177476.2 | 51.4952 | -2.4893
631121307 | 366128.8 | 171991.5 | 51.4459 | -2.4888
331243511 | 366129.98 | 171225.44 | 51.439 | -2.4887
276447822 | 366131.33 | 171131.59 | 51.4382 | -2.4887
9540000 | 366131.7 | 177093.9 | 51.4918 | -2.4892
9543538 | 366132.3 | 168427.6 | 51.4138 | -2.4884
276447828 | 366133.96 | 171187.67 | 51.4387 | -2.4886
9539743 | 366133.91 | 172091.41 | 51.4468 | -2.4887
9539863 | 366134.73 | 173726.09 | 51.4615 | -2.4889
9539760 | 366135.4 | 172482.9 | 51.4503 | -2.4887
9539775 | 366136.27 | 172209.84 | 51.4478 | -2.4887
199877912 | 366139.71 | 178491.15 | 51.5043 | -2.4892
617047356 | 366141.95 | 168183.4 | 51.4116 | -2.4882
353009938 | 366142.48 | 182093.56 | 51.5367 | -2.4896
9539913 | 366143.3 | 174645.8 | 51.4698 | -2.4888
9540021 | 366143.3 | 177969.3 | 51.4996 | -2.4891
9539842 | 366148.9 | 173252.4 | 51.4572 | -2.4886
9539838 | 366149.54 | 173076.01 | 51.4556 | -2.4886
9539855 | 366149.93 | 173474.43 | 51.4592 | -2.4886
9539783 | 366150.7 | 172555 | 51.451 | -2.4885
9539923 | 366150.51 | 175965.97 | 51.4816 | -2.4888
9543475 | 366151.1 | 166899.21 | 51.4001 | -2.488
9540004 | 366151.5 | 177347.9 | 51.494 | -2.489
9539885 | 366153.4 | 173975.6 | 51.4637 | -2.4886
9539942 | 366153.64 | 176240.57 | 51.4841 | -2.4888
630813600 | 366153.34 | 176951.56 | 51.4905 | -2.4889
9539894 | 366154.03 | 174255.78 | 51.4662 | -2.4886
9539935 | 366155 | 176126.4 | 51.4831 | -2.4888
9539978 | 366154.63 | 176896.12 | 51.49 | -2.4889
9539844 | 366156.9 | 173329.5 | 51.4579 | -2.4885
9539922 | 366156.8 | 175864.6 | 51.4807 | -2.4887
9539854 | 366157.7 | 173381.2 | 51.4584 | -2.4885
257099468 | 366158.36 | 173903.96 | 51.4631 | -2.4885
9543461 | 366159.5 | 166659.7 | 51.3979 | -2.4878
222650030 | 366160.04 | 171247.37 | 51.4392 | -2.4882
616514145 | 366160.93 | 171967.96 | 51.4457 | -2.4883
21891524 | 366160.31 | 178564.38 | 51.505 | -2.489
9543481 | 366162.6 | 167251.3 | 51.4033 | -2.4878
9539784 | 366163.4 | 172555.8 | 51.451 | -2.4883
221964679 | 366164.31 | 178473.46 | 51.5042 | -2.4889
28242926 | 366164.25 | 178600.48 | 51.5053 | -2.4889
620133555 | 366165.39 | 171968.53 | 51.4457 | -2.4882
9543532 | 366167.65 | 168278.08 | 51.4125 | -2.4879
9539925 | 366169.3 | 175940.7 | 51.4814 | -2.4886
9539939 | 366170.7 | 176040.4 | 51.4823 | -2.4886
9539794 | 366171.73 | 172713.73 | 51.4524 | -2.4882
9539837 | 366171.5 | 173026.19 | 51.4552 | -2.4883
9539856 | 366171.87 | 173475.43 | 51.4592 | -2.4883
9540003 | 366171.8 | 177329.6 | 51.4939 | -2.4887
9539874 | 366172.8 | 173792.8 | 51.4621 | -2.4883
75266065 | 366172.66 | 178372.44 | 51.5033 | -2.4888
9539897 | 366173.4 | 174088.3 | 51.4647 | -2.4883
331243527 | 366174.86 | 171359.48 | 51.4402 | -2.4881
9539782 | 366174.9 | 172570.6 | 51.4511 | -2.4882
9539799 | 366174 | 172617.9 | 51.4515 | -2.4882
9539864 | 366174.75 | 173650.05 | 51.4608 | -2.4883
610905019 | 366175.17 | 174155.49 | 51.4653 | -2.4883
9539946 | 366175.4 | 176310 | 51.4847 | -2.4885
199877881 | 366175.64 | 178517.64 | 51.5046 | -2.4887
9543486 | 366176.1 | 167427.3 | 51.4049 | -2.4877
9539996 | 366177.4 | 177160.84 | 51.4924 | -2.4886
9539786 | 366179 | 172506.8 | 51.4505 | -2.4881
9539879 | 366178.8 | 173965.8 | 51.4636 | -2.4882
9544627 | 366179.69 | 181881.32 | 51.5348 | -2.489
9539795 | 366180.17 | 172708.63 | 51.4523 | -2.4881
9539871 | 366181.13 | 173706.13 | 51.4613 | -2.4882
9540012 | 366181.77 | 177558.08 | 51.4959 | -2.4886
9543536 | 366183.7 | 168369.7 | 51.4133 | -2.4876
352999745 | 366183.99 | 173644.92 | 51.4608 | -2.4881
9539936 | 366184 | 176132.4 | 51.4831 | -2.4884
547658371 | 366184.79 | 177606.19 | 51.4964 | -2.4885
9539725 | 366185.2 | 171703.4 | 51.4433 | -2.4879
9540006 | 366185.33 | 177437.49 | 51.4949 | -2.4885
9539678 | 366186.53 | 171068.96 | 51.4376 | -2.4879
9539726 | 366186.5 | 171762.3 | 51.4438 | -2.4879
9539861 | 366187.58 | 173616.02 | 51.4605 | -2.4881
616986339 | 366188.85 | 171552.85 | 51.4419 | -2.4879
9540029 | 366189.9 | 178119.2 | 51.501 | -2.4885
9539997 | 366190.15 | 177015.48 | 51.4911 | -2.4884
9539860 | 366191.6 | 173608.1 | 51.4604 | -2.488
9540026 | 366193.2 | 178093.2 | 51.5008 | -2.4884
9539770 | 366195.7 | 172282.1 | 51.4485 | -2.4878
9539785 | 366195.1 | 172521.4 | 51.4507 | -2.4879
352999750 | 366196.73 | 173639.88 | 51.4607 | -2.488
620786322 | 366197.57 | 172118.57 | 51.447 | -2.4878
9539798 | 366197.1 | 172680 | 51.4521 | -2.4879
9539847 | 366198.4 | 173317 | 51.4578 | -2.4879
637004623 | 366198.4 | 174777 | 51.4709 | -2.488
9539735 | 366199.3 | 171934 | 51.4454 | -2.4878
9539846 | 366201 | 173172.3 | 51.4565 | -2.4878
28756927 | 366200.92 | 178275.43 | 51.5024 | -2.4883
9539675 | 366202.2 | 170736.4 | 51.4346 | -2.4876
9539757 | 366202.7 | 172394.9 | 51.4495 | -2.4878
9539912 | 366203.1 | 174699.2 | 51.4702 | -2.488
44188281 | 366204.22 | 166834.26 | 51.3995 | -2.4872
9539888 | 366204.46 | 174341.98 | 51.467 | -2.4879
75266181 | 366206.9 | 178489.59 | 51.5043 | -2.4883
9539716 | 366208.39 | 171634.7 | 51.4427 | -2.4876
23938187 | 366208.95 | 177582.37 | 51.4962 | -2.4882
9543480 | 366209.7 | 167499.8 | 51.4055 | -2.4872
9539687 | 366210.73 | 171435.97 | 51.4409 | -2.4875
9539797 | 366212.98 | 172661.31 | 51.4519 | -2.4876
533904129 | 366212.28 | 178643.19 | 51.5057 | -2.4882
9539850 | 366213 | 173140.8 | 51.4562 | -2.4877
9539830 | 366214.9 | 172584.2 | 51.4512 | -2.4876
34985233 | 366215.62 | 178322.68 | 51.5028 | -2.4881
29538440 | 366216.93 | 178205.73 | 51.5018 | -2.4881
9539859 | 366217.97 | 173514.2 | 51.4596 | -2.4876
9539877 | 366217.5 | 173914.2 | 51.4632 | -2.4877
331243581 | 366218.51 | 171130.91 | 51.4382 | -2.4874
222650571 | 366220.1 | 171216 | 51.4389 | -2.4874
9543542 | 366222.6 | 168533.6 | 51.4148 | -2.4871
547658384 | 366222.69 | 177457.02 | 51.495 | -2.488
222649458 | 366223.5 | 171357 | 51.4402 | -2.4874
9539845 | 366223.6 | 173368.1 | 51.4583 | -2.4875
9539692 | 366226.65 | 171321.22 | 51.4399 | -2.4873
92179130 | 366226.17 | 178387.43 | 51.5034 | -2.488
92179116 | 366226.32 | 178462.6 | 51.5041 | -2.488
9539669 | 366227.6 | 170845.9 | 51.4356 | -2.4872
9539829 | 366227.4 | 172530.74 | 51.4507 | -2.4874
9539827 | 366227.7 | 172734.8 | 51.4526 | -2.4874
9539734 | 366228.9 | 171868.8 | 51.4448 | -2.4873
9539873 | 366228.4 | 173746.71 | 51.4617 | -2.4875
9539995 | 366228.1 | 177272.1 | 51.4934 | -2.4878
9539848 | 366229.6 | 173344.1 | 51.4581 | -2.4875
9543520 | 366230.9 | 167754.1 | 51.4078 | -2.4869
52404263 | 366231.5 | 171171.49 | 51.4385 | -2.4872
353013283 | 366231.43 | 174741.89 | 51.4706 | -2.4876
9539924 | 366231.8 | 175994.2 | 51.4819 | -2.4877
9543476 | 366233.32 | 166898.03 | 51.4001 | -2.4868
616986347 | 366233.76 | 171497.27 | 51.4415 | -2.4872
9539872 | 366233.7 | 173697.6 | 51.4612 | -2.4874
42588352 | 366235 | 166722.41 | 51.3985 | -2.4867
9540011 | 366235.1 | 177536.5 | 51.4958 | -2.4878
42588371 | 366236.84 | 166755.45 | 51.3988 | -2.4867
42588333 | 366237.13 | 166701.49 | 51.3983 | -2.4867
586275285 | 366237.88 | 174401.42 | 51.4676 | -2.4874
9543541 | 366238 | 168595.7 | 51.4154 | -2.4869
9539826 | 366238.74 | 172717.82 | 51.4524 | -2.4873
675211391 | 366238.82 | 176937.65 | 51.4904 | -2.4877
37273994 | 366238.14 | 178027.44 | 51.5002 | -2.4878
9539717 | 366245.3 | 171622.3 | 51.4426 | -2.4871
9544629 | 366246.3 | 181907.3 | 51.535 | -2.488
9539849 | 366247.16 | 173283.93 | 51.4575 | -2.4872
9540022 | 366247 | 177934.9 | 51.4993 | -2.4876
52404250 | 366248.4 | 171202.65 | 51.4388 | -2.487
9539937 | 366249.49 | 176176.9 | 51.4835 | -2.4874
33340417 | 366249.38 | 178346.11 | 51.503 | -2.4876
9539750 | 366250.62 | 172122.42 | 51.4471 | -2.487
9539926 | 366252 | 175903.4 | 51.4811 | -2.4874
37273983 | 366252.21 | 177982.62 | 51.4998 | -2.4876
28675912 | 366253.78 | 178052.01 | 51.5004 | -2.4876
9539774 | 366254.36 | 172456.68 | 51.4501 | -2.487
9539831 | 366255.03 | 172544.23 | 51.4509 | -2.487
9539758 | 366258.99 | 172323.8 | 51.4489 | -2.4869
9539851 | 366260 | 173238.7 | 51.4571 | -2.487
9539876 | 366259.09 | 173848.91 | 51.4626 | -2.4871
9539956 | 366259.3 | 176400 | 51.4855 | -2.4873
352999760 | 366261.09 | 173621.64 | 51.4606 | -2.487
9539801 | 366262.6 | 172644.9 | 51.4518 | -2.4869
11430325 | 366263 | 181625.81 | 51.5325 | -2.4878
9543535 | 366263.9 | 168394.1 | 51.4136 | -2.4865
612862935 | 366263.9 | 171654.65 | 51.4429 | -2.4868
352999755 | 366263.47 | 173618.97 | 51.4605 | -2.487
82064368 | 366264.85 | 174741.97 | 51.4706 | -2.4871
352999740 | 366265.14 | 173255.95 | 51.4573 | -2.4869
352999815 | 366265.9 | 176409.9 | 51.4856 | -2.4872
9543490 | 366266.39 | 167066.31 | 51.4016 | -2.4863
222271828 | 366269.19 | 171273.48 | 51.4394 | -2.4867
9539881 | 366269.6 | 173613.9 | 51.4605 | -2.4869
9539931 | 366269.4 | 175986.7 | 51.4818 | -2.4871
9543487 | 366270.54 | 167175.33 | 51.4026 | -2.4863
9539882 | 366270.1 | 173604.9 | 51.4604 | -2.4869
9543491 | 366272.3 | 167037.3 | 51.4014 | -2.4862
9543477 | 366275.97 | 166912.57 | 51.4002 | -2.4862
9539832 | 366275.88 | 172607.86 | 51.4514 | -2.4867
9543489 | 366277.7 | 167130.8 | 51.4022 | -2.4862
9539994 | 366278.4 | 177264.6 | 51.4933 | -2.4871
9539977 | 366279.2 | 176804.2 | 51.4892 | -2.4871
9544633 | 366279.43 | 182001.84 | 51.5359 | -2.4876
9539771 | 366284 | 172222.4 | 51.448 | -2.4866
9539954 | 366283.3 | 176480.7 | 51.4863 | -2.487
9547273 | 366285.89 | 176887.83 | 51.4899 | -2.487
9539773 | 366286.97 | 172473.79 | 51.4502 | -2.4866
9539802 | 366288.91 | 172685.27 | 51.4521 | -2.4865
276345310 | 366289.57 | 172644.55 | 51.4518 | -2.4865
37827933 | 366291.5 | 174033.39 | 51.4643 | -2.4866
9543468 | 366292.5 | 166792.1 | 51.3992 | -2.4859
9539671 | 366295.2 | 170975.2 | 51.4368 | -2.4863
9539974 | 366295.48 | 176997.94 | 51.4909 | -2.4869
9539762 | 366297.6 | 172421.6 | 51.4498 | -2.4864
9543502 | 366298.8 | 167290.9 | 51.4036 | -2.4859
9543506 | 366298.2 | 167530.2 | 51.4058 | -2.4859
9539966 | 366298.5 | 176616.6 | 51.4875 | -2.4868
9544632 | 366299.76 | 182020.87 | 51.5361 | -2.4873
9539722 | 366300 | 171543.1 | 51.4419 | -2.4863
9539728 | 366300.5 | 171744.3 | 51.4437 | -2.4863
9539759 | 366300.2 | 172375.7 | 51.4494 | -2.4863
9539961 | 366300.9 | 176561.3 | 51.487 | -2.4867
9543488 | 366301.5 | 167116.3 | 51.4021 | -2.4858
222271836 | 366301.68 | 171258.8 | 51.4393 | -2.4862
9539673 | 366303 | 170754.6 | 51.4348 | -2.4861
9543515 | 366303.3 | 167786.4 | 51.4081 | -2.4859
9539930 | 366304.01 | 175873.6 | 51.4808 | -2.4866
9539808 | 366306.8 | 172724.1 | 51.4525 | -2.4863
9539887 | 366306.95 | 174373.26 | 51.4673 | -2.4864
9539880 | 366307.4 | 173982.5 | 51.4638 | -2.4864
617643088 | 366309.78 | 177530.81 | 51.4957 | -2.4867
9539751 | 366310.8 | 172094.9 | 51.4468 | -2.4862
9544634 | 366310.7 | 182048.74 | 51.5363 | -2.4871
9543472 | 366312 | 166876 | 51.3999 | -2.4856
9539670 | 366311.08 | 170870.32 | 51.4358 | -2.486
9539805 | 366311.4 | 172615.4 | 51.4515 | -2.4862
9539807 | 366311 | 172740.3 | 51.4526 | -2.4862
353029454 | 366311.45 | 182029.8 | 51.5362 | -2.4871
353029449 | 366314.11 | 182031.8 | 51.5362 | -2.4871
9543516 | 366317.6 | 167687.5 | 51.4072 | -2.4856
9539674 | 366318.6 | 170750.7 | 51.4347 | -2.4859
9539967 | 366318.96 | 176736.92 | 51.4886 | -2.4865
9543478 | 366320.43 | 166966.26 | 51.4007 | -2.4855
9543501 | 366322.16 | 167435.51 | 51.4049 | -2.4856
9539878 | 366322.1 | 173904.4 | 51.4631 | -2.4862
9539679 | 366324.6 | 171078 | 51.4377 | -2.4859
26521687 | 366324.84 | 174927.76 | 51.4723 | -2.4862
33340444 | 366324.22 | 178353.68 | 51.5031 | -2.4866
643768828 | 366325.36 | 173757.37 | 51.4618 | -2.4861
9539698 | 366327.2 | 171302.9 | 51.4397 | -2.4859
9539944 | 366327.6 | 176305.4 | 51.4847 | -2.4863
353013524 | 366327.67 | 177831.37 | 51.4984 | -2.4865
9539941 | 366328.9 | 176136.4 | 51.4832 | -2.4863
344241742 | 366329.8 | 177814 | 51.4983 | -2.4864
9550176 | 366329.7 | 184607.33 | 51.5593 | -2.4871
9543500 | 366330.6 | 167489.5 | 51.4054 | -2.4854
9539813 | 366330.2 | 172631.8 | 51.4517 | -2.4859
222650203 | 366331.7 | 171241 | 51.4392 | -2.4858
9539727 | 366331.2 | 171838.6 | 51.4445 | -2.4858
612862928 | 366333.65 | 171702.95 | 51.4433 | -2.4858
9539676 | 366334.4 | 170677.4 | 51.4341 | -2.4857
9539960 | 366334.2 | 176535.9 | 51.4868 | -2.4863
539790161 | 366334.1 | 177073.92 | 51.4916 | -2.4863
9543533 | 366335.6 | 168343.9 | 51.4131 | -2.4855
9547252 | 366339.73 | 172791.32 | 51.4531 | -2.4858
9539955 | 366340.7 | 176460.76 | 51.4861 | -2.4862
9539803 | 366341.24 | 172537.64 | 51.4508 | -2.4858
25704726 | 366341.58 | 174994.16 | 51.4729 | -2.486
9547253 | 366342.7 | 172824.38 | 51.4534 | -2.4858
9539965 | 366342.9 | 176719.9 | 51.4884 | -2.4862
9543503 | 366343.9 | 167325.3 | 51.4039 | -2.4852
9543547 | 366343.99 | 169695.26 | 51.4253 | -2.4855
616344680 | 366343.59 | 171691.61 | 51.4432 | -2.4857
9539814 | 366343 | 172618.1 | 51.4515 | -2.4857
548699795 | 366343.68 | 178617.83 | 51.5055 | -2.4863
25704721 | 366344.1 | 174932.46 | 51.4723 | -2.486
28756933 | 366345.64 | 178216.3 | 51.5019 | -2.4863
9539950 | 366348.1 | 176068.6 | 51.4826 | -2.486
519857619 | 366349.49 | 174677.32 | 51.4701 | -2.4859
461715804 | 366349.25 | 174682.67 | 51.4701 | -2.4859
34985240 | 366349.5 | 178311.69 | 51.5027 | -2.4862
9543470 | 366350.3 | 166970.8 | 51.4008 | -2.4851
9543507 | 366350.3 | 167545.1 | 51.4059 | -2.4852
9539749 | 366351.5 | 172246.7 | 51.4482 | -2.4856
9539804 | 366351.1 | 172508.2 | 51.4505 | -2.4856
9539973 | 366353.3 | 176927.1 | 51.4903 | -2.486
9543467 | 366354.56 | 166718.57 | 51.3985 | -2.485
9539972 | 366354.72 | 176875.74 | 51.4898 | -2.486
9543497 | 366357.02 | 167478.14 | 51.4053 | -2.4851
222650213 | 366357.41 | 171395.01 | 51.4405 | -2.4854
9539806 | 366357.3 | 172715.6 | 51.4524 | -2.4856
34880358 | 366358.39 | 177832.6 | 51.4984 | -2.486
9539765 | 366359.7 | 172453.3 | 51.4501 | -2.4855
9539754 | 366360.6 | 172021.5 | 51.4462 | -2.4854
9539928 | 366360.1 | 175810 | 51.4802 | -2.4858
9544626 | 366365.14 | 181917.2 | 51.5351 | -2.4863
9543494 | 366366.3 | 167080 | 51.4017 | -2.4849
616986358 | 366367.31 | 171476.09 | 51.4413 | -2.4853
9543493 | 366368.3 | 167026.7 | 51.4013 | -2.4849
9539990 | 366369.3 | 177177.4 | 51.4925 | -2.4858
325147014 | 366369.7 | 177340.8 | 51.494 | -2.4858
9543471 | 366370.36 | 166960.54 | 51.4007 | -2.4848
9539929 | 366370 | 175872 | 51.4808 | -2.4857
9543534 | 366371.7 | 168343 | 51.4131 | -2.4849
9543469 | 366372.9 | 166837.6 | 51.3996 | -2.4848
9539752 | 366373.6 | 172150.1 | 51.4473 | -2.4853
9540024 | 366376.51 | 177684.4 | 51.4971 | -2.4858
353027073 | 366376.1 | 177696.22 | 51.4972 | -2.4858
9539993 | 366377.1 | 177447.2 | 51.495 | -2.4857
9539764 | 366378.12 | 172484.85 | 51.4503 | -2.4852
9547255 | 366378.89 | 172866.55 | 51.4538 | -2.4853
222648898 | 366381.7 | 171341.3 | 51.4401 | -2.4851
84594914 | 366381.41 | 177787.56 | 51.498 | -2.4857
9539768 | 366383.06 | 172387.94 | 51.4495 | -2.4851
330462800 | 366383.25 | 175129.46 | 51.4741 | -2.4854
20873323 | 366384.98 | 166826.82 | 51.3995 | -2.4846
330462836 | 366384.05 | 175198.38 | 51.4747 | -2.4854
9543509 | 366386.17 | 167631.11 | 51.4067 | -2.4847
9539723 | 366386.7 | 171601.2 | 51.4424 | -2.485
9543492 | 366388.5 | 167159 | 51.4025 | -2.4846
9539763 | 366388.35 | 172490.31 | 51.4504 | -2.4851
9540009 | 366388.9 | 177573 | 51.4961 | -2.4856
9539853 | 366390.12 | 173309.94 | 51.4578 | -2.4851
9543510 | 366391.8 | 167603.5 | 51.4064 | -2.4846
9539817 | 366391.8 | 172583.6 | 51.4512 | -2.4851
352999835 | 366391.64 | 177489.15 | 51.4953 | -2.4855
125349852 | 366391.64 | 178536.72 | 51.5048 | -2.4856
9539809 | 366392.5 | 172653.4 | 51.4519 | -2.485
9547254 | 366392.5 | 172843.32 | 51.4536 | -2.4851
9539969 | 366392.6 | 176775.8 | 51.4889 | -2.4854
9539810 | 366397.2 | 172666.1 | 51.452 | -2.485
33340482 | 366398.98 | 178267.29 | 51.5023 | -2.4855
9539828 | 366399.02 | 172722.43 | 51.4525 | -2.485
9539904 | 366399.49 | 174864.94 | 51.4717 | -2.4852
9544623 | 366399.55 | 181882.88 | 51.5348 | -2.4858
274275164 | 366402.32 | 171954.9 | 51.4456 | -2.4848
9547251 | 366403.51 | 172778.99 | 51.453 | -2.4849
37780094 | 366403.2 | 177863.76 | 51.4987 | -2.4854
9539953 | 366405.27 | 176384.31 | 51.4854 | -2.4852
9539812 | 366406.62 | 172650.71 | 51.4518 | -2.4848
9543511 | 366407.5 | 167712 | 51.4074 | -2.4844
9539968 | 366407.1 | 176686.3 | 51.4881 | -2.4852
9543508 | 366408.5 | 167553.4 | 51.406 | -2.4843
9539707 | 366409.1 | 171015.4 | 51.4371 | -2.4846
9539886 | 366410.09 | 173620.94 | 51.4606 | -2.4849
9539732 | 366411.2 | 171939.4 | 51.4454 | -2.4847
9539729 | 366412.7 | 171818.16 | 51.4443 | -2.4847
330462812 | 366412.99 | 175150.93 | 51.4743 | -2.485
34472521 | 366413.85 | 178001.86 | 51.4999 | -2.4853
466691049 | 366414.26 | 175012.9 | 51.4731 | -2.485
9543499 | 366415.3 | 167457.91 | 51.4051 | -2.4842
519745767 | 366415.54 | 171723.89 | 51.4435 | -2.4846
34880377 | 366415.44 | 177965.54 | 51.4996 | -2.4852
9539769 | 366416.5 | 172296.4 | 51.4486 | -2.4847
607819141 | 366416.35 | 180563.77 | 51.523 | -2.4855
9539702 | 366417.1 | 171400.3 | 51.4406 | -2.4846
34472561 | 366418.68 | 177887.96 | 51.4989 | -2.4852
9539720 | 366419.4 | 171570.5 | 51.4421 | -2.4846
9539951 | 366419.2 | 176130.4 | 51.4831 | -2.485
9543495 | 366421.3 | 167331.5 | 51.404 | -2.4841
9543548 | 366422.25 | 169913.2 | 51.4272 | -2.4844
9539932 | 366423.8 | 175938.9 | 51.4814 | -2.4849
644804268 | 366423.4 | 177451.29 | 51.495 | -2.4851
9539815 | 366425.7 | 172603.4 | 51.4514 | -2.4846
361418943 | 366426.56 | 174956.43 | 51.4726 | -2.4848
352999805 | 366426.03 | 176437.05 | 51.4859 | -2.4849
352999800 | 366427.72 | 176440.67 | 51.4859 | -2.4849
9539811 | 366428.56 | 172653 | 51.4519 | -2.4845
663192734 | 366429.76 | 169261.75 | 51.4214 | -2.4842
9539706 | 366430.5 | 171390.6 | 51.4405 | -2.4844
9539819 | 366430.6 | 172569.4 | 51.4511 | -2.4845
9539952 | 366432.6 | 176137.4 | 51.4832 | -2.4848
34880365 | 366433 | 177884.93 | 51.4989 | -2.485
91700128 | 366433.68 | 174873.06 | 51.4718 | -2.4847
9539927 | 366434.8 | 175797.7 | 51.4801 | -2.4847
9539816 | 366435.3 | 172589.2 | 51.4513 | -2.4844
9543512 | 366438.3 | 167773.6 | 51.408 | -2.4839
340261204 | 366438.73 | 177584.02 | 51.4962 | -2.4849
90724301 | 366439.85 | 177754.31 | 51.4977 | -2.4849
9539824 | 366440.5 | 172691.7 | 51.4522 | -2.4844
644925290 | 366440.04 | 177439.72 | 51.4949 | -2.4848
9544625 | 366440.84 | 181803 | 51.5341 | -2.4852
9539964 | 366441.57 | 176616.08 | 51.4875 | -2.4847
9539719 | 366442.81 | 171624.64 | 51.4426 | -2.4842
466690960 | 366442.91 | 175213.17 | 51.4749 | -2.4846
9544622 | 366442.3 | 181913.6 | 51.5351 | -2.4852
9539959 | 366443.2 | 176514.5 | 51.4866 | -2.4847
9539818 | 366444.64 | 172536.13 | 51.4508 | -2.4843
613359137 | 366444.49 | 175120.19 | 51.474 | -2.4845
9539905 | 366445.87 | 174820.9 | 51.4713 | -2.4845
34985246 | 366445.67 | 178175.01 | 51.5015 | -2.4848
9543496 | 366447 | 167427.7 | 51.4049 | -2.4838
9539833 | 366447.6 | 172748.5 | 51.4527 | -2.4843
9550161 | 366447.14 | 179352.86 | 51.5121 | -2.4849
9539704 | 366448.32 | 171210.92 | 51.4389 | -2.4841
9544621 | 366450.9 | 180865.8 | 51.5257 | -2.485
34472516 | 366451.73 | 178050.98 | 51.5004 | -2.4847
9539821 | 366452.5 | 172514.9 | 51.4506 | -2.4842
9539766 | 366453.5 | 172486.8 | 51.4504 | -2.4842
92226539 | 366454.1 | 177710.04 | 51.4973 | -2.4846
9539883 | 366455.1 | 173594.4 | 51.4603 | -2.4842
621165695 | 366456.17 | 172222.87 | 51.448 | -2.4841
9539825 | 366456.6 | 172684 | 51.4521 | -2.4841
641198375 | 366456.39 | 174292.06 | 51.4666 | -2.4843
9539753 | 366458.86 | 172157.84 | 51.4474 | -2.484
9539822 | 366459.7 | 172635.9 | 51.4517 | -2.4841
9543498 | 366460.6 | 167481.2 | 51.4054 | -2.4836
9543514 | 366461.3 | 167817 | 51.4084 | -2.4836
9539733 | 366461.07 | 171909.34 | 51.4452 | -2.484
9539823 | 366462.8 | 172622.3 | 51.4516 | -2.484
9547247 | 366462.07 | 172899.97 | 51.4541 | -2.4841
9539820 | 366463.5 | 172545.5 | 51.4509 | -2.484
9543513 | 366466.7 | 167901.3 | 51.4091 | -2.4835
330462806 | 366467.48 | 175072.97 | 51.4736 | -2.4842
478027349 | 366468.22 | 178571.12 | 51.5051 | -2.4845
9539701 | 366470.25 | 171284.68 | 51.4396 | -2.4838
9539731 | 366470.8 | 171866.3 | 51.4448 | -2.4838
9539680 | 366473.78 | 171101.04 | 51.4379 | -2.4837
9539907 | 366473.4 | 174551.9 | 51.4689 | -2.4841
34472526 | 366473.84 | 177974.27 | 51.4997 | -2.4844
616418210 | 366474.95 | 171458.69 | 51.4411 | -2.4838
9539989 | 366474.62 | 177067.44 | 51.4915 | -2.4843
9539970 | 366475.4 | 176808.7 | 51.4892 | -2.4842
123310813 | 366476.73 | 177578.52 | 51.4961 | -2.4843
330462818 | 366479.71 | 175159.45 | 51.4744 | -2.484
330462770 | 366480.69 | 174981.73 | 51.4728 | -2.484
216460016 | 366480.7 | 176942.7 | 51.4904 | -2.4842
9539703 | 366482 | 171208.9 | 51.4389 | -2.4836
9539767 | 366482.2 | 172416.1 | 51.4497 | -2.4837
352999690 | 366483.94 | 170534.84 | 51.4328 | -2.4835
352999685 | 366484.04 | 170530.54 | 51.4328 | -2.4835
9539834 | 366485.43 | 172861.41 | 51.4537 | -2.4837
9539705 | 366489.2 | 171397.6 | 51.4406 | -2.4835
9539963 | 366490.38 | 176739.48 | 51.4886 | -2.484
36586734 | 366490.41 | 177993.17 | 51.4999 | -2.4841
33340509 | 366490.34 | 178164.92 | 51.5014 | -2.4842
674550418 | 366491.7 | 171748.7 | 51.4437 | -2.4835
330462776 | 366491.3 | 174895.91 | 51.472 | -2.4838
329441690 | 366493.22 | 171445.89 | 51.441 | -2.4835
9550175 | 366494.22 | 184658.97 | 51.5598 | -2.4847
424879139 | 366496.79 | 171444.79 | 51.441 | -2.4834
178098648 | 366497.32 | 172989.81 | 51.4549 | -2.4836
222421916 | 366497.8 | 177317.2 | 51.4938 | -2.484
9539691 | 366498.59 | 171446.05 | 51.441 | -2.4834
29512845 | 366498.21 | 178626.81 | 51.5056 | -2.4841
9539672 | 366499.1 | 170946.2 | 51.4365 | -2.4833
9539710 | 366499.29 | 171634.58 | 51.4427 | -2.4834
25703966 | 366499.53 | 177525.64 | 51.4957 | -2.484
9540051 | 366500.17 | 170002.8 | 51.428 | -2.4832
9547246 | 366500.24 | 172893.26 | 51.454 | -2.4835
9540052 | 366501.97 | 170560.86 | 51.433 | -2.4833
9540159 | 366502.81 | 172079.55 | 51.4467 | -2.4834
9540259 | 366502.2 | 176314.1 | 51.4848 | -2.4838
34880371 | 366502.2 | 177806.28 | 51.4982 | -2.484
330462740 | 366503.23 | 174831.68 | 51.4714 | -2.4837
9540134 | 366505.4 | 171537.6 | 51.4418 | -2.4833
361418928 | 366505.54 | 175034.41 | 51.4733 | -2.4836
104555606 | 366505.05 | 177927.67 | 51.4993 | -2.4839
9540129 | 366506.48 | 171442.48 | 51.441 | -2.4833
274275181 | 366506.78 | 172006.73 | 51.446 | -2.4833
9540204 | 366506.2 | 172725 | 51.4525 | -2.4834
9540201 | 366506.6 | 172876.5 | 51.4539 | -2.4834
9540203 | 366507.8 | 172754.6 | 51.4528 | -2.4834
9540261 | 366507.7 | 176392 | 51.4855 | -2.4837
9540183 | 366508.3 | 172703.1 | 51.4523 | -2.4834
466690974 | 366508.57 | 175215.52 | 51.4749 | -2.4836
352999875 | 366509.71 | 171445.14 | 51.441 | -2.4832
585700803 | 366509.07 | 172179.12 | 51.4476 | -2.4833
9540202 | 366510.22 | 172803.35 | 51.4532 | -2.4834
353029401 | 366511.28 | 168239.27 | 51.4122 | -2.4829
123310824 | 366511.17 | 177677.18 | 51.497 | -2.4838
9540199 | 366513 | 172838.51 | 51.4535 | -2.4833
9540176 | 366513.37 | 172338.03 | 51.449 | -2.4833
38400287 | 366513.98 | 177812.66 | 51.4982 | -2.4838
34472536 | 366513.55 | 177893.03 | 51.499 | -2.4838
466691027 | 366514.15 | 174944.55 | 51.4725 | -2.4835
9543561 | 366515.99 | 168458.42 | 51.4141 | -2.4829
596662850 | 366515.82 | 180702.95 | 51.5242 | -2.484
9544691 | 366515.2 | 181747.7 | 51.5336 | -2.4841
544771636 | 366516.82 | 180955.38 | 51.5265 | -2.484
176423889 | 366517.88 | 174185.54 | 51.4656 | -2.4834
84594973 | 366517.31 | 177635.69 | 51.4967 | -2.4837
639351440 | 366519.3 | 170500.11 | 51.4325 | -2.483
466691035 | 366520.26 | 174869.78 | 51.4718 | -2.4834
670368188 | 366524.88 | 168241.38 | 51.4122 | -2.4827
461935702 | 366525.42 | 168236.09 | 51.4121 | -2.4827
9544661 | 366525.59 | 181246.77 | 51.5291 | -2.4839
327744037 | 366525.73 | 181771.94 | 51.5338 | -2.484
9543559 | 366526.71 | 168241.18 | 51.4122 | -2.4827
9550160 | 366526.43 | 179781.07 | 51.516 | -2.4838
9544631 | 366526.1 | 182016.55 | 51.536 | -2.484
9540143 | 366527.87 | 171631.51 | 51.4427 | -2.483
9540083 | 366528.3 | 171215.77 | 51.4389 | -2.483
9540148 | 366528.94 | 171749.9 | 51.4437 | -2.483
25967512 | 366528.32 | 177466.43 | 51.4951 | -2.4835
36586703 | 366529.23 | 178071.41 | 51.5006 | -2.4836
194578935 | 366529.6 | 178563.84 | 51.505 | -2.4836
9540108 | 366532.6 | 171090.8 | 51.4378 | -2.4829
179559722 | 366534.11 | 168244.96 | 51.4122 | -2.4826
9540128 | 366536.1 | 171448.2 | 51.441 | -2.4829
20582511 | 366536.92 | 173785.88 | 51.462 | -2.4831
36092639 | 366537.35 | 178399.06 | 51.5035 | -2.4835
44378490 | 366537.49 | 178401.82 | 51.5035 | -2.4835
274411480 | 366537.07 | 178601.75 | 51.5053 | -2.4835
9540149 | 366538.1 | 171878.6 | 51.4449 | -2.4829
25703961 | 366538.08 | 177558.06 | 51.496 | -2.4834
9540170 | 366540 | 172436.7 | 51.4499 | -2.4829
330462824 | 366540.11 | 175163.77 | 51.4744 | -2.4832
37012186 | 366540.22 | 177950.09 | 51.4995 | -2.4834
9544660 | 366541.08 | 181148.45 | 51.5282 | -2.4837
618219381 | 366542.31 | 178424.89 | 51.5038 | -2.4834
9540092 | 366543.3 | 171131.7 | 51.4382 | -2.4827
21891511 | 366543.63 | 178168.66 | 51.5014 | -2.4834
586178766 | 366544.93 | 168409.52 | 51.4137 | -2.4825
9540116 | 366545.4 | 171351.2 | 51.4402 | -2.4827
9540084 | 366546 | 171218.6 | 51.439 | -2.4827
34472541 | 366546.16 | 177804.12 | 51.4982 | -2.4833
206254453 | 366548.78 | 177305.11 | 51.4937 | -2.4832
596662856 | 366549.49 | 180694.55 | 51.5242 | -2.4835
9544658 | 366549.78 | 181091.32 | 51.5277 | -2.4836
84595347 | 366550.37 | 177690.56 | 51.4972 | -2.4832
625551534 | 366550.57 | 180762.15 | 51.5248 | -2.4835
9540089 | 366551.7 | 171277.7 | 51.4395 | -2.4826
11797525 | 366551.69 | 173043.52 | 51.4554 | -2.4828
9540107 | 366552.3 | 171013.02 | 51.4371 | -2.4826
330462746 | 366552.23 | 174901.86 | 51.4721 | -2.483
11797519 | 366554.11 | 173107.44 | 51.4559 | -2.4828
9540186 | 366555.4 | 172680.7 | 51.4521 | -2.4827
9540145 | 366557.58 | 171970.6 | 51.4457 | -2.4826
41066772 | 366557.72 | 172374.12 | 51.4494 | -2.4826
9540184 | 366557 | 172608.9 | 51.4515 | -2.4827
41253981 | 366557.05 | 176836.04 | 51.4895 | -2.4831
548564732 | 366558.76 | 175038.49 | 51.4733 | -2.4829
9540217 | 366559.5 | 173445.07 | 51.459 | -2.4827
25967518 | 366559.87 | 177536.5 | 51.4958 | -2.4831
9540164 | 366560.7 | 172239.9 | 51.4481 | -2.4826
9540187 | 366560.6 | 172662 | 51.4519 | -2.4826
40304182 | 366560.34 | 177837.84 | 51.4985 | -2.4831
22198010 | 366562.04 | 177682.15 | 51.4971 | -2.4831
35593681 | 366562.21 | 177910.63 | 51.4991 | -2.4831
9544680 | 366563.26 | 181699.53 | 51.5332 | -2.4834
9540242 | 366564 | 173506.5 | 51.4595 | -2.4827
141449116 | 366565.4 | 177985.58 | 51.4998 | -2.4831
9540066 | 366566.4 | 170925.2 | 51.4363 | -2.4824
9540260 | 366566.45 | 176330.27 | 51.4849 | -2.4829
9540118 | 366567.3 | 171401.5 | 51.4406 | -2.4824
616419244 | 366567.46 | 172177.62 | 51.4476 | -2.4825
9544694 | 366567.47 | 181852.82 | 51.5346 | -2.4834
9540160 | 366568.2 | 172067.6 | 51.4466 | -2.4825
35593538 | 366569.62 | 178053.28 | 51.5004 | -2.483
9540197 | 366570.8 | 172727.5 | 51.4525 | -2.4825
466690989 | 366570.57 | 175176.1 | 51.4746 | -2.4827
35593685 | 366571.06 | 177888.06 | 51.4989 | -2.483
9540188 | 366572.2 | 172597.2 | 51.4514 | -2.4824
11797541 | 366572.47 | 173026.74 | 51.4552 | -2.4825
466691000 | 366572.81 | 175125.2 | 51.4741 | -2.4827
25704436 | 366572.58 | 177434.81 | 51.4949 | -2.4829
330462752 | 366573.41 | 174861.66 | 51.4717 | -2.4826
330462758 | 366575.48 | 174909.61 | 51.4721 | -2.4826
9540198 | 366576.78 | 172786.12 | 51.4531 | -2.4824
548564755 | 366576.5 | 174993.21 | 51.4729 | -2.4826
33810972 | 366576.34 | 176955.46 | 51.4905 | -2.4828
583025566 | 366577.46 | 170342.55 | 51.4311 | -2.4822
583025496 | 366578.87 | 170341.4 | 51.4311 | -2.4821
9540094 | 366578.14 | 171164.21 | 51.4385 | -2.4822
9540093 | 366579.16 | 171147.29 | 51.4383 | -2.4822
583025528 | 366580.13 | 170343.37 | 51.4311 | -2.4821
26566917 | 366580.92 | 184798.78 | 51.5611 | -2.4835
9540163 | 366581.8 | 172115.8 | 51.447 | -2.4823
583025514 | 366582.21 | 170342.33 | 51.4311 | -2.4821
11797562 | 366582.31 | 173099.29 | 51.4559 | -2.4824
31767720 | 366584.42 | 171265.56 | 51.4394 | -2.4821
666798390 | 366587.86 | 167098.49 | 51.4019 | -2.4817
9544652 | 366587.72 | 180910.94 | 51.5261 | -2.483
9540036 | 366588.53 | 170121.87 | 51.4291 | -2.482
173778647 | 366588.82 | 178524.9 | 51.5047 | -2.4828
11797583 | 366589.34 | 173113.04 | 51.456 | -2.4823
33477544 | 366589.73 | 177664.45 | 51.4969 | -2.4827
28242384 | 366589.88 | 178589.93 | 51.5052 | -2.4828
9544689 | 366589.26 | 181927.98 | 51.5353 | -2.4831
666798420 | 366590.04 | 167100.52 | 51.4019 | -2.4817
9540161 | 366591 | 172031.1 | 51.4463 | -2.4821
9550174 | 366590.67 | 184790.4 | 51.561 | -2.4833
9540037 | 366591.88 | 170116.9 | 51.4291 | -2.4819
41592582 | 366591.99 | 178179.6 | 51.5016 | -2.4827
614005019 | 366592.31 | 180729.42 | 51.5245 | -2.4829
620659085 | 366592.02 | 180858.76 | 51.5256 | -2.4829
625279619 | 366593.66 | 170322.38 | 51.4309 | -2.4819
352999860 | 366593.4 | 170404.42 | 51.4316 | -2.4819
352999855 | 366593.4 | 170406.78 | 51.4317 | -2.4819
9540044 | 366593.91 | 170414.89 | 51.4317 | -2.4819
9540045 | 366593.8 | 170416.48 | 51.4318 | -2.4819
567218716 | 366593.18 | 170420.76 | 51.4318 | -2.4819
9540050 | 366594.91 | 170399.6 | 51.4316 | -2.4819
565160604 | 366594.87 | 170420.69 | 51.4318 | -2.4819
9540091 | 366594.8 | 171305.4 | 51.4397 | -2.482
353000974 | 366595.76 | 168230.81 | 51.4121 | -2.4817
9540038 | 366596.47 | 170371.67 | 51.4313 | -2.4819
35593553 | 366596.18 | 178027.16 | 51.5002 | -2.4826
9540117 | 366599.1 | 171391.3 | 51.4405 | -2.4819
36425100 | 366599.21 | 176874.51 | 51.4898 | -2.4825
9543557 | 366600.3 | 168209 | 51.4119 | -2.4816
45174663 | 366600.11 | 176693.71 | 51.4882 | -2.4824
353029151 | 366602.96 | 170331.47 | 51.431 | -2.4818
11797473 | 366604.87 | 172973.7 | 51.4547 | -2.482
9540257 | 366605.6 | 176292.7 | 51.4846 | -2.4823
45174650 | 366606.8 | 176678.55 | 51.4881 | -2.4823
9540136 | 366608.04 | 171703.58 | 51.4433 | -2.4818
9540144 | 366609.12 | 171781.01 | 51.444 | -2.4818
330462830 | 366609.29 | 175155.48 | 51.4744 | -2.4822
9540177 | 366610.6 | 172367.8 | 51.4493 | -2.4819
50387386 | 366611.98 | 175274.95 | 51.4754 | -2.4821
41699146 | 366611.42 | 176759.3 | 51.4888 | -2.4823
33673636 | 366611.49 | 177255.7 | 51.4932 | -2.4823
52379807 | 366612.94 | 176386.83 | 51.4854 | -2.4822
9540119 | 366613.32 | 171431.68 | 51.4409 | -2.4817
9540138 | 366613.3 | 171595.4 | 51.4424 | -2.4818
9547249 | 366613.52 | 172990.67 | 51.4549 | -2.4819
25704431 | 366613.88 | 177417.76 | 51.4947 | -2.4823
35593619 | 366613.66 | 177999.99 | 51.4999 | -2.4824
330462764 | 366614.15 | 174953.57 | 51.4725 | -2.4821
614004998 | 366614.24 | 180814.37 | 51.5252 | -2.4826
9540196 | 366615.8 | 172734 | 51.4526 | -2.4818
9540240 | 366615.09 | 173589.43 | 51.4603 | -2.4819
9540042 | 366616.56 | 170384.12 | 51.4315 | -2.4816
288419326 | 366616.56 | 178546 | 51.5049 | -2.4824
9550162 | 366619.71 | 179365.75 | 51.5122 | -2.4824
9540185 | 366620.6 | 172650.6 | 51.4518 | -2.4818
596662871 | 366620.71 | 180676.01 | 51.524 | -2.4825
9540151 | 366623.16 | 171841.21 | 51.4446 | -2.4816
50387376 | 366623.19 | 175204.18 | 51.4748 | -2.482
9540090 | 366624.2 | 171322.8 | 51.4399 | -2.4816
21147273 | 366624.17 | 173708.5 | 51.4614 | -2.4818
49829679 | 366624.81 | 177215.54 | 51.4929 | -2.4821
35593757 | 366624.95 | 177753.04 | 51.4977 | -2.4822
9540067 | 366625.01 | 170922.56 | 51.4363 | -2.4815
145271025 | 366626.85 | 171962.98 | 51.4457 | -2.4816
596662844 | 366626.28 | 180887.39 | 51.5259 | -2.4825
9540087 | 366627.6 | 171249.9 | 51.4392 | -2.4815
9544695 | 366627.31 | 181890.41 | 51.5349 | -2.4825
9540195 | 366628.4 | 172793 | 51.4531 | -2.4817
9540102 | 366629.7 | 171005.5 | 51.4371 | -2.4815
45174689 | 366629.76 | 176711.92 | 51.4884 | -2.482
9540258 | 366631.5 | 176324.98 | 51.4849 | -2.482
180704540 | 366632.79 | 171866.31 | 51.4448 | -2.4815
11797492 | 366633.66 | 172962.2 | 51.4546 | -2.4816
33673631 | 366636.98 | 177254.1 | 51.4932 | -2.482
330462782 | 366637.36 | 175056.46 | 51.4735 | -2.4817
52447048 | 366639.05 | 176366.57 | 51.4853 | -2.4818
33673602 | 366642.06 | 177348.55 | 51.4941 | -2.4819
9540126 | 366643.53 | 171330.26 | 51.44 | -2.4813
9540256 | 366644.84 | 176173.81 | 51.4835 | -2.4818
616020541 | 366644.45 | 180999.54 | 51.5269 | -2.4822
9540189 | 366645.1 | 172689.2 | 51.4522 | -2.4814
51665438 | 366646.53 | 176633.57 | 51.4877 | -2.4818
621165707 | 366647.19 | 172269.99 | 51.4484 | -2.4813
614004982 | 366648.41 | 180869.05 | 51.5257 | -2.4821
9544659 | 366649.98 | 181119.23 | 51.528 | -2.4821
9549983 | 366649.06 | 186165.71 | 51.5734 | -2.4826
145270991 | 366651.54 | 171893.43 | 51.445 | -2.4812
9540132 | 366652.3 | 171358.1 | 51.4402 | -2.4812
9540225 | 366652.11 | 173980.3 | 51.4638 | -2.4814
34546437 | 366652.28 | 176820.66 | 51.4893 | -2.4817
614679191 | 366652.88 | 181749.4 | 51.5337 | -2.4822
353013469 | 366654.99 | 176828.35 | 51.4894 | -2.4817
520755907 | 366655.35 | 176269.01 | 51.4844 | -2.4816
33473448 | 366655.35 | 177025.36 | 51.4912 | -2.4817
353013464 | 366656.35 | 176831.71 | 51.4894 | -2.4816
9540137 | 366657.57 | 171674.11 | 51.4431 | -2.4811
34546431 | 366657.34 | 177110.85 | 51.4919 | -2.4817
9544674 | 366657.53 | 181084.27 | 51.5277 | -2.482
35593691 | 366660.42 | 177948.78 | 51.4995 | -2.4817
619942684 | 366661.97 | 169966.03 | 51.4277 | -2.4809
9540071 | 366661.8 | 170824.1 | 51.4354 | -2.481
9540095 | 366662.23 | 171155.38 | 51.4384 | -2.481
635112804 | 366663.35 | 180820.99 | 51.5253 | -2.4819
620552661 | 366664.53 | 170628.4 | 51.4337 | -2.4809
9540171 | 366664.8 | 172004.4 | 51.446 | -2.4811
596662838 | 366664.07 | 180932.8 | 51.5263 | -2.4819
35593716 | 366665.62 | 177809.51 | 51.4982 | -2.4816
620552666 | 366666.88 | 170512.56 | 51.4326 | -2.4809
9540070 | 366666.22 | 170830.63 | 51.4355 | -2.4809
9544662 | 366666.61 | 181282.95 | 51.5295 | -2.4819
9544679 | 366667.53 | 181629.36 | 51.5326 | -2.4819
618219316 | 366668.9 | 175422.7 | 51.4768 | -2.4813
9543555 | 366671 | 168117.9 | 51.4111 | -2.4806
620300150 | 366670.2 | 170698.1 | 51.4343 | -2.4809
614005003 | 366671.44 | 180769.15 | 51.5248 | -2.4818
9540211 | 366672.76 | 172872.34 | 51.4538 | -2.481
223590478 | 366673.9 | 170754.7 | 51.4348 | -2.4808
322502548 | 366673.83 | 176174.01 | 51.4835 | -2.4813
217232292 | 366676.74 | 175252.11 | 51.4752 | -2.4812
9540205 | 366677.5 | 172740.3 | 51.4527 | -2.481
45174631 | 366679.66 | 176566.7 | 51.4871 | -2.4813
323708274 | 366680.55 | 175085.26 | 51.4737 | -2.4811
9540131 | 366681.81 | 171371.64 | 51.4403 | -2.4808
9540120 | 366682.66 | 171426.74 | 51.4408 | -2.4808
9540226 | 366683.1 | 173967.1 | 51.4637 | -2.481
33477608 | 366683.8 | 177782.81 | 51.498 | -2.4813
9540086 | 366685 | 171227.6 | 51.4391 | -2.4807
9543556 | 366685.4 | 168172.6 | 51.4116 | -2.4804
534852763 | 366685.22 | 170993.22 | 51.4369 | -2.4807
323708268 | 366686.5 | 175132.58 | 51.4742 | -2.481
620552757 | 366687.6 | 170513.61 | 51.4326 | -2.4806
33639456 | 366687.47 | 177185.47 | 51.4926 | -2.4812
469365084 | 366687.19 | 177354.26 | 51.4941 | -2.4812
119955367 | 366688 | 177443.67 | 51.4949 | -2.4812
35564795 | 366689.2 | 177900.81 | 51.499 | -2.4813
41253999 | 366690.36 | 176459.97 | 51.4861 | -2.4811
37818342 | 366690.02 | 176519.42 | 51.4866 | -2.4811
611263092 | 366690.62 | 180845.91 | 51.5255 | -2.4815
9540207 | 366691.1 | 172863.6 | 51.4538 | -2.4808
596662862 | 366691.73 | 180678.24 | 51.524 | -2.4815
9540125 | 366693.98 | 171291.2 | 51.4396 | -2.4806
94398325 | 366693.14 | 175037.49 | 51.4733 | -2.4809
33356183 | 366694.01 | 176222.65 | 51.484 | -2.481
327744031 | 366695 | 181915.56 | 51.5351 | -2.4816
9544653 | 366696.07 | 180993.08 | 51.5269 | -2.4815
145271100 | 366697.9 | 171942.11 | 51.4455 | -2.4806
9540212 | 366697.72 | 172945.43 | 51.4545 | -2.4807
33810993 | 366697.36 | 176959.08 | 51.4906 | -2.4811
40304424 | 366697.26 | 178051.12 | 51.5004 | -2.4812
9540068 | 366699.02 | 170956.52 | 51.4366 | -2.4805
9540097 | 366699.21 | 171127.56 | 51.4382 | -2.4805
34546425 | 366699.91 | 177223.14 | 51.493 | -2.4811
9540088 | 366700.62 | 171248.61 | 51.4392 | -2.4805
9540243 | 366701 | 173512.4 | 51.4596 | -2.4807
50387371 | 366701.36 | 175184.68 | 51.4746 | -2.4808
41377540 | 366701.69 | 176884.27 | 51.4899 | -2.481
9540121 | 366703.48 | 171484.95 | 51.4414 | -2.4805
25145820 | 366703.74 | 177516.06 | 51.4956 | -2.481
28242402 | 366703.9 | 178402.07 | 51.5036 | -2.4811
9549984 | 366704.09 | 185130.87 | 51.5641 | -2.4817
9540135 | 366705.9 | 171623.3 | 51.4426 | -2.4804
33652123 | 366705.38 | 177107.15 | 51.4919 | -2.481
9540266 | 366705.7 | 177719.3 | 51.4974 | -2.481
9540064 | 366706.3 | 170560.64 | 51.4331 | -2.4803
153426950 | 366706.61 | 181716.43 | 51.5334 | -2.4814
9540190 | 366707.2 | 172650.2 | 51.4518 | -2.4805
9540227 | 366708.93 | 173903.92 | 51.4631 | -2.4806
9540098 | 366710 | 171177.92 | 51.4386 | -2.4803
21089291 | 366709.68 | 175059.4 | 51.4735 | -2.4807
71108660 | 366710.08 | 178247.55 | 51.5022 | -2.481
9540048 | 366711.45 | 170468.2 | 51.4322 | -2.4802
9540101 | 366711.56 | 171135.37 | 51.4382 | -2.4803
9544630 | 366711.63 | 182129.23 | 51.5371 | -2.4814
52379783 | 366712.02 | 176386.74 | 51.4854 | -2.4808
32973320 | 366712.98 | 177865.03 | 51.4987 | -2.4809
614004974 | 366712.29 | 180935.7 | 51.5263 | -2.4812
9540141 | 366714.3 | 171778 | 51.444 | -2.4803
9540206 | 366714.33 | 172766.17 | 51.4529 | -2.4804
363074923 | 366715.85 | 175127.59 | 51.4741 | -2.4806
37818305 | 366715.01 | 176504.48 | 51.4865 | -2.4808
9540174 | 366719.87 | 172387.22 | 51.4495 | -2.4803
9540208 | 366720 | 172849.6 | 51.4536 | -2.4803
9540061 | 366720.4 | 170685 | 51.4342 | -2.4801
9540122 | 366721.19 | 171478.24 | 51.4413 | -2.4802
353009958 | 366723.58 | 181442.03 | 51.5309 | -2.4811
36707157 | 366725.47 | 176927.07 | 51.4903 | -2.4807
9540103 | 366727.62 | 171009.31 | 51.4371 | -2.4801
9540224 | 366728.6 | 173853.2 | 51.4627 | -2.4803
9540147 | 366729.74 | 171520.11 | 51.4417 | -2.4801
9540209 | 366729.15 | 172929.74 | 51.4544 | -2.4802
50387361 | 366729.74 | 175277.87 | 51.4755 | -2.4804
52379836 | 366729.28 | 176414.01 | 51.4857 | -2.4805
36424327 | 366729.01 | 181441.42 | 51.5309 | -2.481
9540085 | 366730.3 | 171243.5 | 51.4392 | -2.48
9540140 | 366730.4 | 171775.3 | 51.444 | -2.4801
9540210 | 366730.4 | 172876.9 | 51.4539 | -2.4802
9540142 | 366731.9 | 171703.9 | 51.4433 | -2.4801
9540193 | 366733.64 | 172502.39 | 51.4505 | -2.4801
33429071 | 366733.22 | 177381.89 | 51.4944 | -2.4806
9540139 | 366734.1 | 171687.2 | 51.4432 | -2.48
91096989 | 366734.67 | 176772.31 | 51.4889 | -2.4805
36707186 | 366734.34 | 176849.04 | 51.4896 | -2.4805
161777006 | 366735.24 | 177577.36 | 51.4961 | -2.4806
84067963 | 366738.92 | 176313.94 | 51.4848 | -2.4804
33429103 | 366738.88 | 177429.98 | 51.4948 | -2.4805
9544668 | 366738.01 | 181171.78 | 51.5285 | -2.4809
633532307 | 366740 | 168380.4 | 51.4135 | -2.4796
223590468 | 366741.4 | 170753.7 | 51.4348 | -2.4798
9540127 | 366741.4 | 171334.4 | 51.44 | -2.4799
9540104 | 366742.1 | 171084 | 51.4378 | -2.4799
9540222 | 366742.6 | 173680.1 | 51.4611 | -2.4801
9544682 | 366745.57 | 181754.09 | 51.5337 | -2.4808
9544683 | 366745.87 | 181847.83 | 51.5345 | -2.4808
9544688 | 366746.84 | 181950.71 | 51.5355 | -2.4808
73193344 | 366747.51 | 176630.23 | 51.4876 | -2.4803
33890304 | 366750.85 | 177013.05 | 51.4911 | -2.4803
9540223 | 366751.01 | 173745.67 | 51.4617 | -2.48
36409246 | 366751.17 | 176209.5 | 51.4838 | -2.4802
21526081 | 366752.85 | 172464.74 | 51.4502 | -2.4798
9540239 | 366752.1 | 173856.5 | 51.4627 | -2.48
9544664 | 366752.29 | 181090.45 | 51.5277 | -2.4807
42263308 | 366755.77 | 176689.72 | 51.4882 | -2.4802
9540168 | 366757.78 | 172198.66 | 51.4478 | -2.4797
255822176 | 366757.82 | 175273.16 | 51.4754 | -2.48
9540060 | 366758.12 | 170612.47 | 51.4335 | -2.4796
614005011 | 366758.35 | 180752.5 | 51.5247 | -2.4805
9540179 | 366760.7 | 172011.09 | 51.4461 | -2.4797
9540236 | 366760.75 | 173779.99 | 51.462 | -2.4799
353027410 | 366760.34 | 175276.29 | 51.4755 | -2.48
29513272 | 366760.08 | 176542.16 | 51.4868 | -2.4801
36999584 | 366760.79 | 180944.97 | 51.5264 | -2.4805
9544667 | 366760.09 | 181143.22 | 51.5282 | -2.4806
9540056 | 366761.7 | 170543.4 | 51.4329 | -2.4795
9540169 | 366761.5 | 172302.1 | 51.4487 | -2.4797
9548577 | 366763.71 | 187971.5 | 51.5896 | -2.4812
9540096 | 366764.88 | 171207.01 | 51.4389 | -2.4796
9540228 | 366766 | 173652.4 | 51.4609 | -2.4798
50387346 | 366765.26 | 175168.57 | 51.4745 | -2.4799
644218440 | 366765.63 | 181922.45 | 51.5352 | -2.4806
9540124 | 366767.78 | 171282.87 | 51.4395 | -2.4795
73193339 | 366767.46 | 176642.32 | 51.4877 | -2.48
644229548 | 366767.54 | 181929.44 | 51.5353 | -2.4805
51750833 | 366770.72 | 177125.26 | 51.4921 | -2.48
9540072 | 366772.66 | 170712.48 | 51.4344 | -2.4794
9540100 | 366772.11 | 171147.6 | 51.4383 | -2.4794
9540172 | 366772.42 | 172055.75 | 51.4465 | -2.4795
644727416 | 366772.51 | 181928.51 | 51.5353 | -2.4805
50387351 | 366773.25 | 175108.96 | 51.474 | -2.4798
25654170 | 366773.97 | 177703.75 | 51.4973 | -2.48
9540069 | 366774.12 | 170971.83 | 51.4368 | -2.4794
9540123 | 366774.45 | 171350.07 | 51.4402 | -2.4794
9540073 | 366775.5 | 170664.44 | 51.434 | -2.4793
9540237 | 366775.6 | 173805.4 | 51.4622 | -2.4796
9540235 | 366775.42 | 173958.75 | 51.4636 | -2.4797
644218457 | 366779.02 | 181911.1 | 51.5351 | -2.4803
25553796 | 366780.17 | 177471.16 | 51.4952 | -2.4799
9540130 | 366781.37 | 171290.34 | 51.4396 | -2.4793
9540175 | 366781.3 | 172401.1 | 51.4496 | -2.4794
9544669 | 366781.74 | 181204.01 | 51.5288 | -2.4803
50387356 | 366782.14 | 175280.99 | 51.4755 | -2.4797
9540099 | 366783.72 | 171158.02 | 51.4384 | -2.4793
154632527 | 366783.25 | 177648.31 | 51.4968 | -2.4799
13582062 | 366784.91 | 173590.17 | 51.4603 | -2.4795
29513266 | 366785.59 | 176606.95 | 51.4874 | -2.4798
9540252 | 366786.8 | 174874.9 | 51.4718 | -2.4796
33890309 | 366788.29 | 176964.74 | 51.4906 | -2.4798
9540041 | 366790.63 | 170370.73 | 51.4314 | -2.4791
9540238 | 366791 | 173805.7 | 51.4622 | -2.4794
35377761 | 366790.26 | 177005.8 | 51.491 | -2.4797
37695563 | 366790.05 | 180908.08 | 51.5261 | -2.4801
648899082 | 366792.6 | 170585.2 | 51.4333 | -2.4791
9540080 | 366792.3 | 170898.5 | 51.4361 | -2.4791
28188875 | 366794.19 | 173557.61 | 51.46 | -2.4793
41592577 | 366795.35 | 178128.26 | 51.5011 | -2.4798
9540115 | 366796.8 | 171451.2 | 51.4411 | -2.4791
28242412 | 366797.63 | 178361.34 | 51.5032 | -2.4798
9540133 | 366798.83 | 171298.93 | 51.4397 | -2.4791
147787531 | 366798.78 | 177601.31 | 51.4964 | -2.4797
22479738 | 366799.42 | 181677.49 | 51.533 | -2.48
9549986 | 366799.12 | 187893.51 | 51.5889 | -2.4806
41254005 | 366800.15 | 176441.93 | 51.4859 | -2.4795
675646966 | 366801.57 | 172219.67 | 51.448 | -2.4791
41692017 | 366806.68 | 180643.73 | 51.5237 | -2.4798
353029156 | 366807.08 | 170799.46 | 51.4352 | -2.4789
25553775 | 366808.76 | 177537.49 | 51.4958 | -2.4795
40975616 | 366809.25 | 177349.25 | 51.4941 | -2.4795
33540467 | 366809.21 | 177728.21 | 51.4975 | -2.4795
33703952 | 366812.69 | 178629.46 | 51.5056 | -2.4796
9540245 | 366813 | 174499 | 51.4685 | -2.4792
33356193 | 366816.02 | 176102.05 | 51.4829 | -2.4793
9540105 | 366817.5 | 171046.56 | 51.4374 | -2.4788
619943719 | 366817.45 | 177900.58 | 51.4991 | -2.4794
34431054 | 366818.02 | 178165.83 | 51.5014 | -2.4794
9540040 | 366819.12 | 170390.05 | 51.4315 | -2.4787
9540112 | 366820.8 | 171123.2 | 51.4381 | -2.4787
40975495 | 366820.39 | 177288.47 | 51.4936 | -2.4793
9544670 | 366821.53 | 181233.64 | 51.529 | -2.4797
9540046 | 366822.5 | 170316.6 | 51.4309 | -2.4786
9540057 | 366823.2 | 170631.1 | 51.4337 | -2.4787
52379841 | 366823.74 | 176355.24 | 51.4852 | -2.4792
50387396 | 366824.23 | 175369.96 | 51.4763 | -2.4791
621192256 | 366826.07 | 180966.32 | 51.5266 | -2.4796
9540054 | 366827.55 | 170510.12 | 51.4326 | -2.4786
9540246 | 366827.3 | 174049.4 | 51.4644 | -2.4789
665653177 | 366827.6 | 180018.9 | 51.5181 | -2.4795
42832728 | 366828.4 | 180723.39 | 51.5244 | -2.4795
41692012 | 366830.02 | 180633.15 | 51.5236 | -2.4795
9540167 | 366832.1 | 172250.2 | 51.4483 | -2.4787
9543553 | 366834.8 | 168080.3 | 51.4108 | -2.4783
82020550 | 366834.22 | 175256.54 | 51.4753 | -2.4789
9544663 | 366835.55 | 181087.36 | 51.5277 | -2.4795
9551522 | 366835.43 | 193766.66 | 51.6417 | -2.4807
352999865 | 366836.11 | 171357.63 | 51.4402 | -2.4785
9544685 | 366837.75 | 181831.17 | 51.5344 | -2.4795
28675714 | 366839.22 | 176537.63 | 51.4868 | -2.479
40975466 | 366840.35 | 177375.48 | 51.4943 | -2.479
614004944 | 366840.62 | 181901.24 | 51.535 | -2.4795
353011292 | 366840.78 | 188293.36 | 51.5925 | -2.4801
9540077 | 366842.6 | 170729.1 | 51.4346 | -2.4784
514623240 | 366845.4 | 181837.18 | 51.5345 | -2.4794
468321451 | 366847.44 | 168115.03 | 51.4111 | -2.4781
9544671 | 366847.3 | 181477.8 | 51.5312 | -2.4793
9544684 | 366848.63 | 181836.97 | 51.5344 | -2.4793
612904333 | 366849.64 | 170430.1 | 51.4319 | -2.4783
50387391 | 366849.78 | 175362.17 | 51.4762 | -2.4787
167176052 | 366849.87 | 176405.92 | 51.4856 | -2.4788
41691975 | 366850.17 | 180674.36 | 51.524 | -2.4792
9540262 | 366851.1 | 176926.4 | 51.4903 | -2.4788
9540053 | 366852.1 | 170560.7 | 51.4331 | -2.4782
9540214 | 366852.2 | 173405.8 | 51.4586 | -2.4785
37818086 | 366853.15 | 176480.31 | 51.4863 | -2.4788
9540178 | 366856.9 | 172376.36 | 51.4494 | -2.4783
9540233 | 366856 | 173848 | 51.4626 | -2.4785
9540146 | 366857.1 | 171546.3 | 51.4419 | -2.4782
9540267 | 366857.3 | 178261.3 | 51.5023 | -2.4789
9544675 | 366858.64 | 181464.58 | 51.5311 | -2.4792
11809758 | 366858.35 | 188195.71 | 51.5916 | -2.4798
33356188 | 366859.7 | 176139.04 | 51.4832 | -2.4787
9540192 | 366860.35 | 172746.32 | 51.4527 | -2.4783
36409228 | 366861 | 176322.84 | 51.4849 | -2.4786
9540251 | 366861.62 | 174729.83 | 51.4705 | -2.4785
29513260 | 366862.05 | 176621.35 | 51.4876 | -2.4787
9540079 | 366864.25 | 170814.84 | 51.4353 | -2.4781
9544649 | 366865.97 | 180115.24 | 51.519 | -2.4789
56356623 | 366867.91 | 180616 | 51.5235 | -2.479
28619964 | 366869.73 | 176866.38 | 51.4898 | -2.4786
9548578 | 366870.69 | 187991.51 | 51.5898 | -2.4796
9540220 | 366872 | 173579.15 | 51.4602 | -2.4782
91097023 | 366875.29 | 176729.85 | 51.4885 | -2.4785
9540232 | 366879.8 | 173727 | 51.4615 | -2.4781
28675724 | 366879.04 | 176685.72 | 51.4881 | -2.4784
9540058 | 366880.8 | 170628.7 | 51.4337 | -2.4778
9540154 | 366880.2 | 171623.4 | 51.4426 | -2.4779
37695585 | 366880.59 | 180822.62 | 51.5253 | -2.4788
9540059 | 366881.4 | 170667 | 51.434 | -2.4778
37818025 | 366881.65 | 176444.04 | 51.486 | -2.4784
43708477 | 366881.61 | 177263.57 | 51.4933 | -2.4784
28701401 | 366883.13 | 177565.78 | 51.496 | -2.4784
138996908 | 366884.37 | 176071.58 | 51.4826 | -2.4783
9540043 | 366885.1 | 170497.51 | 51.4325 | -2.4777
626474939 | 366885.2 | 171509.77 | 51.4416 | -2.4778
28619959 | 366886.12 | 176802.94 | 51.4892 | -2.4783
40975633 | 366886.18 | 177198.61 | 51.4927 | -2.4784
353014011 | 366887.93 | 181859.61 | 51.5347 | -2.4788
9540157 | 366888.27 | 171687.56 | 51.4432 | -2.4778
56356586 | 366888.64 | 180646.7 | 51.5238 | -2.4787
352999915 | 366889.71 | 172410.64 | 51.4497 | -2.4779
620552765 | 366890.9 | 172297.15 | 51.4487 | -2.4778
9540182 | 366890.83 | 172376.44 | 51.4494 | -2.4779
352999920 | 366890.04 | 172406.69 | 51.4497 | -2.4779
36999534 | 366890.01 | 180764.97 | 51.5248 | -2.4786
9544672 | 366890.05 | 181381.24 | 51.5304 | -2.4787
40990833 | 366891.72 | 180738.29 | 51.5246 | -2.4786
11809779 | 366894.47 | 188159.1 | 51.5913 | -2.4793
9543552 | 366895.14 | 168120.35 | 51.4111 | -2.4774
352999950 | 366896.68 | 172559.21 | 51.451 | -2.4778
352999930 | 366898.89 | 172565.3 | 51.4511 | -2.4778
36409240 | 366898.69 | 176204.71 | 51.4838 | -2.4781
9540078 | 366900.4 | 170732.2 | 51.4346 | -2.4776
458135932 | 366900.31 | 172456.64 | 51.4501 | -2.4777
355745839 | 366901.51 | 172453.12 | 51.4501 | -2.4777
352999940 | 366901.06 | 172560.59 | 51.451 | -2.4777
9540180 | 366903.64 | 172455.52 | 51.4501 | -2.4777
352999955 | 366904.7 | 172565.41 | 51.4511 | -2.4777
9549985 | 366904.87 | 185616.85 | 51.5684 | -2.4789
9540194 | 366907.4 | 172551.5 | 51.451 | -2.4776
123953725 | 366908.19 | 177416.7 | 51.4947 | -2.4781
620463996 | 366909.77 | 170996.79 | 51.437 | -2.4774
9544666 | 366910.82 | 181129.75 | 51.5281 | -2.4784
620048794 | 366911.6 | 171151.34 | 51.4384 | -2.4774
304023872 | 366911.09 | 172496.77 | 51.4505 | -2.4776
352999976 | 366911.83 | 173547.14 | 51.4599 | -2.4777
352999971 | 366913.95 | 173543.84 | 51.4599 | -2.4776
43708467 | 366913.44 | 177327.31 | 51.4939 | -2.478
352999965 | 366915.96 | 173530.73 | 51.4598 | -2.4776
28619969 | 366917 | 176944.81 | 51.4905 | -2.4779
352999910 | 366917.43 | 172461.45 | 51.4502 | -2.4775
9540264 | 366917.5 | 176700.2 | 51.4883 | -2.4779
352999960 | 366918.18 | 173527.14 | 51.4597 | -2.4776
9540173 | 366920 | 172182.2 | 51.4477 | -2.4774
9540229 | 366920.9 | 173744.7 | 51.4617 | -2.4775
9540076 | 366921.8 | 170821.46 | 51.4354 | -2.4773
352999905 | 366921.43 | 172461.47 | 51.4502 | -2.4774
9544692 | 366921.91 | 181565.46 | 51.532 | -2.4783
612712197 | 366922.94 | 178157.53 | 51.5014 | -2.4779
9540215 | 366923.07 | 173483.29 | 51.4593 | -2.4775
9540218 | 366924.9 | 173660.4 | 51.4609 | -2.4775
620463988 | 366925.67 | 170900.81 | 51.4361 | -2.4772
50387401 | 366925.12 | 175373.72 | 51.4763 | -2.4776
620464003 | 366926.62 | 171131.66 | 51.4382 | -2.4772
662974551 | 366926.42 | 172459.78 | 51.4501 | -2.4773
56356630 | 366926.36 | 180731.44 | 51.5245 | -2.4781
274275223 | 366928.47 | 172180.28 | 51.4476 | -2.4773
96559238 | 366928.22 | 173151.54 | 51.4564 | -2.4774
9540263 | 366928.97 | 176996.47 | 51.4909 | -2.4777
9540247 | 366929 | 174067.4 | 51.4646 | -2.4774
139005572 | 366931.26 | 176119.02 | 51.483 | -2.4776
27436789 | 366931.93 | 177565.74 | 51.4961 | -2.4777
84781264 | 366931.24 | 177856.49 | 51.4987 | -2.4778
9540231 | 366935.4 | 173955 | 51.4636 | -2.4774
612712205 | 366936.86 | 178044.74 | 51.5004 | -2.4777
40975667 | 366942.03 | 177258.43 | 51.4933 | -2.4776
610561163 | 366944.91 | 177937.28 | 51.4994 | -2.4776
616419275 | 366945.24 | 171517.61 | 51.4417 | -2.477
29522672 | 366946.37 | 176897.58 | 51.49 | -2.4775
9544665 | 366946.39 | 181269.43 | 51.5294 | -2.4779
204765290 | 366947.26 | 172503.93 | 51.4505 | -2.477
9540106 | 366951.2 | 171001.2 | 51.437 | -2.4768
9544678 | 366954.13 | 181680.51 | 51.5331 | -2.4778
9540219 | 366955.7 | 173673.4 | 51.4611 | -2.477
9551521 | 366956.53 | 193711.86 | 51.6412 | -2.4789
178661151 | 366959 | 177917.13 | 51.4992 | -2.4774
35589869 | 366958.11 | 180816.03 | 51.5253 | -2.4777
9544686 | 366958.92 | 181836.54 | 51.5345 | -2.4778
9540155 | 366961.01 | 171652.11 | 51.4429 | -2.4768
96559247 | 366961.33 | 173177.3 | 51.4566 | -2.4769
29522678 | 366962.25 | 176807.32 | 51.4892 | -2.4772
9544656 | 366962.46 | 180976.69 | 51.5267 | -2.4776
9540153 | 366963.8 | 171585 | 51.4423 | -2.4767
9540047 | 366964.74 | 170262.97 | 51.4304 | -2.4766
9540156 | 366964.8 | 171803.2 | 51.4442 | -2.4767
96559272 | 366965.84 | 173103.37 | 51.4559 | -2.4768
81911541 | 366966.36 | 176430.63 | 51.4858 | -2.4771
41154335 | 366966.99 | 177492.62 | 51.4954 | -2.4772
41743246 | 366967.82 | 177383.97 | 51.4944 | -2.4772
154766599 | 366970.27 | 176120.42 | 51.4831 | -2.4771
110760124 | 366970.75 | 177511.66 | 51.4956 | -2.4772
40975672 | 366971.29 | 177286.76 | 51.4935 | -2.4771
9540111 | 366972.21 | 171138.75 | 51.4383 | -2.4766
420937605 | 366972.3 | 173555.23 | 51.46 | -2.4768
9543550 | 366973.2 | 168085 | 51.4108 | -2.4763
36409234 | 366974.23 | 176330.15 | 51.4849 | -2.477
9544654 | 366974.42 | 180965.81 | 51.5266 | -2.4774
9540230 | 366975.38 | 173829.46 | 51.4625 | -2.4768
142875571 | 366976.4 | 176158.16 | 51.4834 | -2.477
339857982 | 366978.92 | 170662.27 | 51.434 | -2.4764
9544655 | 366978.4 | 180948.7 | 51.5265 | -2.4774
9540114 | 366979.8 | 171268.4 | 51.4394 | -2.4765
616419286 | 366979 | 171441.64 | 51.441 | -2.4765
9544673 | 366979.79 | 181467.71 | 51.5311 | -2.4774
9544677 | 366987.76 | 181590.72 | 51.5322 | -2.4773
142875554 | 366989.98 | 176041.72 | 51.4824 | -2.4768
93348878 | 366989.32 | 176965.34 | 51.4907 | -2.4769
93348873 | 366990.79 | 176991.22 | 51.4909 | -2.4768
23460615 | 366992.42 | 173380.59 | 51.4584 | -2.4765
9540181 | 366993.2 | 172045.2 | 51.4464 | -2.4763
91700085 | 366993.11 | 176451.57 | 51.486 | -2.4768
353027224 | 366993.59 | 180896.86 | 51.526 | -2.4772
28619954 | 366994.29 | 176747.15 | 51.4887 | -2.4768
124436069 | 366994.01 | 177240.8 | 51.4931 | -2.4768
9540216 | 366995.9 | 173136 | 51.4562 | -2.4764
352999925 | 366996.63 | 172038.14 | 51.4464 | -2.4763
43299301 | 366996.29 | 180645.53 | 51.5237 | -2.4771
147779822 | 366997.56 | 176222.05 | 51.484 | -2.4767
9544676 | 366998.6 | 181500.4 | 51.5314 | -2.4772
339857988 | 366999.51 | 170609.05 | 51.4335 | -2.4761
30781396 | 366999.09 | 176663.15 | 51.4879 | -2.4767
163988004 | 367001.99 | 181495.73 | 51.5314 | -2.4771
9540320 | 367002.99 | 171033.14 | 51.4373 | -2.4761
75267186 | 367002.42 | 177177.61 | 51.4926 | -2.4767
9540268 | 367003.5 | 170469.9 | 51.4323 | -2.476
41243648 | 367005.63 | 177381.29 | 51.4944 | -2.4767
512188584 | 367005.85 | 181218.33 | 51.5289 | -2.477
163988013 | 367005.14 | 181491.32 | 51.5314 | -2.4771
9540317 | 367006.7 | 171335.61 | 51.44 | -2.4761
130478483 | 367006.02 | 176165.9 | 51.4835 | -2.4765
9544731 | 367006.06 | 180881.16 | 51.5259 | -2.477
41243659 | 367007.91 | 177302.76 | 51.4937 | -2.4766
9540308 | 367008.9 | 171179.5 | 51.4386 | -2.476
9540412 | 367008.9 | 172564.2 | 51.4511 | -2.4762
111782655 | 367008.1 | 180829.28 | 51.5254 | -2.4769
9540422 | 367011.8 | 173607.8 | 51.4605 | -2.4762
9544765 | 367011.38 | 181670.82 | 51.533 | -2.477
9543580 | 367012.9 | 168215.9 | 51.412 | -2.4757
9540305 | 367012.2 | 170512.2 | 51.4326 | -2.4759
9544707 | 367012.6 | 180326.7 | 51.5209 | -2.4768
9540302 | 367014.9 | 170535.3 | 51.4328 | -2.4759
33659512 | 367017.43 | 177301.57 | 51.4937 | -2.4765
9540424 | 367018.63 | 173669.64 | 51.461 | -2.4761
223591407 | 367019.2 | 170893.8 | 51.4361 | -2.4759
9540413 | 367019.6 | 172542 | 51.4509 | -2.476
9540269 | 367020.6 | 170399 | 51.4316 | -2.4758
13698292 | 367023.16 | 172770.98 | 51.4529 | -2.476
620463981 | 367024.74 | 170805.56 | 51.4353 | -2.4758
9540423 | 367024.1 | 173610.6 | 51.4605 | -2.476
9540391 | 367025.5 | 172719.8 | 51.4525 | -2.4759
111511630 | 367028.99 | 177182.27 | 51.4926 | -2.4763
9540285 | 367032.4 | 170932.1 | 51.4364 | -2.4757
9540330 | 367032.4 | 171751 | 51.4438 | -2.4758
9544761 | 367033.57 | 181511.19 | 51.5315 | -2.4767
353013293 | 367034.85 | 176633.83 | 51.4877 | -2.4762
119380429 | 367035.47 | 176072.15 | 51.4826 | -2.4761
530087982 | 367035.41 | 181245.39 | 51.5291 | -2.4766
9540398 | 367036.16 | 172929.54 | 51.4544 | -2.4758
9540325 | 367038.9 | 171526.6 | 51.4418 | -2.4756
574510328 | 367040.64 | 170626 | 51.4337 | -2.4755
28900093 | 367040.56 | 172603.69 | 51.4514 | -2.4757
24009150 | 367040.12 | 176789.21 | 51.4891 | -2.4761
33540529 | 367041.26 | 177457.82 | 51.4951 | -2.4762
9540397 | 367042.4 | 172968.5 | 51.4547 | -2.4757
37695591 | 367043.16 | 180745.48 | 51.5247 | -2.4764
9543579 | 367045.3 | 168281 | 51.4126 | -2.4752
9540306 | 367045 | 170677.2 | 51.4341 | -2.4755
610561155 | 367046.18 | 178074.51 | 51.5006 | -2.4761
9540354 | 367048.85 | 172456.04 | 51.4501 | -2.4756
155172448 | 367048.54 | 177231.65 | 51.4931 | -2.476
9540324 | 367051 | 171346.4 | 51.4401 | -2.4754
24009156 | 367051.99 | 176649.87 | 51.4878 | -2.4759
166311739 | 367051.3 | 177023.91 | 51.4912 | -2.476
9540312 | 367052.64 | 171270.37 | 51.4395 | -2.4754
46650162 | 367052.69 | 176533.87 | 51.4868 | -2.4759
9540329 | 367053.1 | 171686.4 | 51.4432 | -2.4754
30724583 | 367054.15 | 176336.08 | 51.485 | -2.4759
112013863 | 367054.36 | 176855.15 | 51.4897 | -2.4759
9540366 | 367057.4 | 172166.2 | 51.4475 | -2.4754
33545402 | 367060.15 | 176269.8 | 51.4844 | -2.4758
22273327 | 367061.15 | 176922.01 | 51.4903 | -2.4758
633746909 | 367062.19 | 177920.93 | 51.4993 | -2.4759
9544708 | 367067.84 | 180463.05 | 51.5221 | -2.4761
9544724 | 367067.37 | 180906.2 | 51.5261 | -2.4761
9544737 | 367067.92 | 181070.98 | 51.5276 | -2.4761
228338541 | 367069.2 | 171850.6 | 51.4447 | -2.4752
24009162 | 367070.56 | 176578.8 | 51.4872 | -2.4757
161654648 | 367070.58 | 181538.27 | 51.5318 | -2.4761
485553121 | 367072.35 | 172649.51 | 51.4519 | -2.4753
32297155 | 367072.53 | 177405.63 | 51.4946 | -2.4757
9544764 | 367072.79 | 181554.3 | 51.5319 | -2.4761
161654618 | 367073.57 | 181549.79 | 51.5319 | -2.4761
626474789 | 367074.88 | 171473.23 | 51.4413 | -2.4751
161654626 | 367074.14 | 181546.11 | 51.5319 | -2.4761
9540307 | 367076.2 | 170891.7 | 51.4361 | -2.475
616417720 | 367076.1 | 172530.05 | 51.4508 | -2.4752
9544732 | 367077.1 | 180980.46 | 51.5268 | -2.476
647021513 | 367078.28 | 178146.51 | 51.5013 | -2.4757
9540390 | 367079.1 | 172721.7 | 51.4525 | -2.4752
180457328 | 367079.8 | 173258.1 | 51.4573 | -2.4752
9540367 | 367084.3 | 172177.2 | 51.4476 | -2.475
9540395 | 367085 | 172918.3 | 51.4543 | -2.4751
162842150 | 367084.64 | 181308.29 | 51.5297 | -2.4759
9540359 | 367086.66 | 172235.08 | 51.4481 | -2.475
629841552 | 367086.04 | 178150.64 | 51.5013 | -2.4756
9540392 | 367087.88 | 172762.5 | 51.4529 | -2.4751
35589894 | 367087.63 | 180700.06 | 51.5242 | -2.4758
192320311 | 367088.49 | 181308.9 | 51.5297 | -2.4758
9540284 | 367089.64 | 170347.72 | 51.4312 | -2.4748
9544752 | 367089.71 | 181203.13 | 51.5288 | -2.4758
9540303 | 367091.6 | 170613.7 | 51.4336 | -2.4748
33545408 | 367091.38 | 176398.45 | 51.4856 | -2.4753
25777464 | 367091.65 | 177323.14 | 51.4939 | -2.4754
9540327 | 367092.5 | 171663.4 | 51.443 | -2.4749
353000031 | 367092.71 | 173517.05 | 51.4597 | -2.4751
43901851 | 367092.73 | 176657.43 | 51.4879 | -2.4753
24009144 | 367093.65 | 176959.44 | 51.4906 | -2.4754
353029171 | 367094.3 | 173521.03 | 51.4597 | -2.475
9540332 | 367096.78 | 171797.67 | 51.4442 | -2.4748
9540310 | 367097.6 | 171312 | 51.4398 | -2.4748
9540333 | 367097.3 | 171794.87 | 51.4442 | -2.4748
9540331 | 367097.9 | 171799.8 | 51.4442 | -2.4748
353000036 | 367098.13 | 173519.69 | 51.4597 | -2.475
9540286 | 367099.2 | 170945 | 51.4365 | -2.4747
189371634 | 367099.97 | 177022.46 | 51.4912 | -2.4753
9544758 | 367099.75 | 181356.62 | 51.5301 | -2.4757
22479732 | 367099.63 | 181682.42 | 51.5331 | -2.4757
140395344 | 367100.04 | 176441.86 | 51.486 | -2.4752
99225760 | 367100.53 | 176607.67 | 51.4874 | -2.4752
583663452 | 367102.63 | 170621.17 | 51.4336 | -2.4746
9540355 | 367102.8 | 172444.7 | 51.45 | -2.4748
9540328 | 367103.01 | 171721.43 | 51.4435 | -2.4747
9544759 | 367104.7 | 181268.11 | 51.5294 | -2.4756
26510194 | 367105.97 | 177353.52 | 51.4942 | -2.4752
468321459 | 367106.5 | 167956.24 | 51.4097 | -2.4743
9544756 | 367106.16 | 181123.1 | 51.5281 | -2.4756
9540290 | 367107.5 | 170853.3 | 51.4357 | -2.4746
9540340 | 367109.9 | 171890.6 | 51.445 | -2.4747
355746152 | 367109.02 | 176533 | 51.4868 | -2.4751
9544729 | 367112.08 | 180752.66 | 51.5247 | -2.4754
9540275 | 367113.71 | 170196.59 | 51.4298 | -2.4744
46650145 | 367113.91 | 176666.39 | 51.488 | -2.475
9544734 | 367116.38 | 180596.45 | 51.5233 | -2.4754
9540326 | 367118.9 | 171608 | 51.4425 | -2.4745
608189866 | 367118.6 | 174493.9 | 51.4684 | -2.4748
9540361 | 367119.8 | 172327.2 | 51.449 | -2.4746
9540393 | 367119.35 | 172791.8 | 51.4531 | -2.4746
9544726 | 367119.22 | 180848.42 | 51.5256 | -2.4753
166676374 | 367120.47 | 176817.44 | 51.4893 | -2.475
9540309 | 367123 | 171229.1 | 51.4391 | -2.4744
9540291 | 367124.8 | 170780.2 | 51.4351 | -2.4743
140395357 | 367124.37 | 176352.92 | 51.4852 | -2.4749
9540273 | 367125.8 | 170418.9 | 51.4318 | -2.4743
228338689 | 367125.3 | 172019.3 | 51.4462 | -2.4744
161654523 | 367127.51 | 181726.79 | 51.5335 | -2.4753
620463974 | 367128.71 | 170708.73 | 51.4344 | -2.4743
161654515 | 367128.53 | 181729.72 | 51.5335 | -2.4753
112013845 | 367130.16 | 176757.89 | 51.4888 | -2.4748
21425829 | 367137.12 | 177086.93 | 51.4918 | -2.4747
9540389 | 367138.8 | 172575.7 | 51.4512 | -2.4743
189371683 | 367139.28 | 176940.56 | 51.4904 | -2.4747
9540334 | 367141.1 | 171740.3 | 51.4437 | -2.4742
166676395 | 367142.41 | 176680.89 | 51.4881 | -2.4746
25777486 | 367142.27 | 177395.69 | 51.4945 | -2.4747
166311704 | 367143.51 | 177068.62 | 51.4916 | -2.4746
166014429 | 367145.44 | 176850.64 | 51.4896 | -2.4746
9540315 | 367147.5 | 171497.8 | 51.4415 | -2.4741
9544738 | 367147.5 | 181042.24 | 51.5273 | -2.475
9544733 | 367149.46 | 180567.95 | 51.5231 | -2.4749
9540274 | 367152.2 | 170214.4 | 51.43 | -2.4739
9540316 | 367153.64 | 171437.55 | 51.441 | -2.474
9540352 | 367153 | 171962.5 | 51.4457 | -2.474
175857749 | 367153.86 | 173322.18 | 51.4579 | -2.4742
9543578 | 367157.2 | 168107.6 | 51.411 | -2.4736
166311682 | 367159.65 | 176993.29 | 51.4909 | -2.4744
9544751 | 367162.49 | 181120.05 | 51.528 | -2.4748
112013945 | 367164.91 | 176693.25 | 51.4882 | -2.4743
9540313 | 367165.9 | 171385.2 | 51.4405 | -2.4738
9540283 | 367166.5 | 170322.91 | 51.4309 | -2.4737
424127396 | 367166.67 | 171894.61 | 51.4451 | -2.4738
172406928 | 367166.31 | 176761.35 | 51.4888 | -2.4743
616321616 | 367171.75 | 170593.3 | 51.4334 | -2.4736
9540394 | 367172.8 | 172784 | 51.4531 | -2.4738
9544763 | 367172.32 | 181606.99 | 51.5324 | -2.4747
9540270 | 367175.3 | 170351.7 | 51.4312 | -2.4736
9540418 | 367175.6 | 173021.57 | 51.4552 | -2.4738
32952768 | 367176.86 | 173019.33 | 51.4552 | -2.4738
9545009 | 367179.9 | 172911.2 | 51.4542 | -2.4737
9544730 | 367182.4 | 180706.7 | 51.5243 | -2.4744
620016874 | 367182.19 | 180894.4 | 51.526 | -2.4744
9540287 | 367183.3 | 170919.4 | 51.4363 | -2.4735
9540430 | 367191.73 | 177965.99 | 51.4997 | -2.474
9544753 | 367191.25 | 181305.01 | 51.5297 | -2.4744
9540357 | 367193.2 | 172415.7 | 51.4498 | -2.4735
620192099 | 367193.78 | 172703.83 | 51.4524 | -2.4735
142261161 | 367193.76 | 176498.78 | 51.4865 | -2.4739
9540360 | 367194.4 | 172255.2 | 51.4483 | -2.4735
166676151 | 367195.34 | 176830.4 | 51.4895 | -2.4739
137306365 | 367196.22 | 176470.84 | 51.4862 | -2.4738
137306348 | 367196.88 | 176558.01 | 51.487 | -2.4738
9540292 | 367198 | 170838.1 | 51.4356 | -2.4733
85588315 | 367201 | 176660.39 | 51.4879 | -2.4738
9544706 | 367203.34 | 180478.22 | 51.5223 | -2.4741
9540311 | 367205.5 | 171384.4 | 51.4405 | -2.4732
9540322 | 367208.2 | 171025.3 | 51.4373 | -2.4732
9540304 | 367212.6 | 170583.2 | 51.4333 | -2.4731
9544723 | 367212.87 | 180989.72 | 51.5269 | -2.474
9540271 | 367214.8 | 170356.9 | 51.4313 | -2.473
9540272 | 367215 | 170391.7 | 51.4316 | -2.473
166676198 | 367215.92 | 176887.89 | 51.49 | -2.4736
9540282 | 367216.06 | 170469.72 | 51.4323 | -2.473
9540318 | 367216.7 | 171097 | 51.4379 | -2.473
9544750 | 367217.2 | 181206.1 | 51.5288 | -2.474
9540294 | 367220.4 | 170791.9 | 51.4352 | -2.473
9544727 | 367221.62 | 180839.95 | 51.5255 | -2.4739
9540276 | 367222.5 | 170178.9 | 51.4297 | -2.4729
9549981 | 367223.12 | 186005.86 | 51.572 | -2.4743
9540384 | 367225.3 | 172035.11 | 51.4463 | -2.473
189372170 | 367225.36 | 176782.13 | 51.489 | -2.4734
9540383 | 367228.4 | 172015.6 | 51.4462 | -2.473
9544703 | 367231.8 | 180319.21 | 51.5208 | -2.4737
9540351 | 367233.9 | 171545.41 | 51.4419 | -2.4728
166311652 | 367233.38 | 176971.36 | 51.4907 | -2.4733
9544739 | 367236.45 | 181097.22 | 51.5278 | -2.4737
9540293 | 367237.75 | 170728.51 | 51.4346 | -2.4727
121440017 | 367240.64 | 176554.05 | 51.487 | -2.4732
9540385 | 367241.4 | 172001.2 | 51.446 | -2.4728
9540410 | 367241 | 172914.7 | 51.4543 | -2.4729
9544728 | 367242.88 | 180802.69 | 51.5252 | -2.4736
163549915 | 367245.92 | 181290.78 | 51.5296 | -2.4736
112013924 | 367247.32 | 176949.19 | 51.4905 | -2.4731
512069376 | 367250.22 | 170123.43 | 51.4292 | -2.4725
352999991 | 367250.29 | 170127.33 | 51.4292 | -2.4725
621042629 | 367250.29 | 170650.96 | 51.4339 | -2.4725
9540278 | 367251.22 | 170141.18 | 51.4293 | -2.4724
620463966 | 367252.98 | 170654.29 | 51.4339 | -2.4725
9540388 | 367252.8 | 172699.8 | 51.4523 | -2.4727
9544749 | 367252.32 | 181295.54 | 51.5296 | -2.4735
9540277 | 367253.63 | 170140.81 | 51.4293 | -2.4724
352999981 | 367253.68 | 170148.09 | 51.4294 | -2.4724
352999986 | 367253.67 | 170152.65 | 51.4294 | -2.4724
9540386 | 367254 | 172538.8 | 51.4509 | -2.4726
468321470 | 367254.63 | 167807 | 51.4083 | -2.4722
9540338 | 367254.96 | 171959.85 | 51.4457 | -2.4726
9540358 | 367256.91 | 172456.1 | 51.4501 | -2.4726
166676273 | 367257.75 | 176871.99 | 51.4898 | -2.473
9540356 | 367258.32 | 172503.42 | 51.4506 | -2.4726
353000001 | 367262.5 | 170491.24 | 51.4325 | -2.4723
9540363 | 367262.8 | 172268.3 | 51.4484 | -2.4725
162958222 | 367262.75 | 176713.19 | 51.4884 | -2.4729
9544722 | 367263.71 | 180917.1 | 51.5262 | -2.4733
9540408 | 367264.5 | 172910 | 51.4542 | -2.4725
21425713 | 367264.86 | 176998.51 | 51.491 | -2.4729
352999996 | 367266.5 | 170491.44 | 51.4325 | -2.4723
476932229 | 367270.14 | 176993.57 | 51.4909 | -2.4728
9540281 | 367273.3 | 170491.9 | 51.4325 | -2.4722
9540279 | 367274.2 | 170108.9 | 51.429 | -2.4721
9540296 | 367276.6 | 170816.1 | 51.4354 | -2.4722
9544754 | 367276.9 | 181472 | 51.5312 | -2.4731
9540280 | 367278 | 170195 | 51.4298 | -2.4721
9544762 | 367277.71 | 181590.34 | 51.5323 | -2.4731
9540365 | 367280.6 | 172180.35 | 51.4477 | -2.4722
36898839 | 367280.02 | 177051.29 | 51.4915 | -2.4727
663914639 | 367282.97 | 180988.37 | 51.5268 | -2.473
9551540 | 367282.98 | 193487.85 | 51.6392 | -2.4742
9544712 | 367283.2 | 180508.93 | 51.5225 | -2.473
9540409 | 367285.4 | 172920.8 | 51.4543 | -2.4722
166675955 | 367285.81 | 176740.4 | 51.4887 | -2.4726
88735796 | 367285.21 | 176861.27 | 51.4897 | -2.4726
36294660 | 367285.07 | 177047.81 | 51.4914 | -2.4726
9544748 | 367285.76 | 181220.56 | 51.5289 | -2.473
56449771 | 367286.63 | 176679.43 | 51.4881 | -2.4726
9544771 | 367286.89 | 181671.42 | 51.533 | -2.473
9543577 | 367288.4 | 168031.9 | 51.4104 | -2.4717
83059765 | 367288.05 | 173457.28 | 51.4591 | -2.4722
150752672 | 367289.07 | 176052.63 | 51.4825 | -2.4725
111141848 | 367291.69 | 176511.49 | 51.4866 | -2.4725
9540382 | 367293.66 | 172042.44 | 51.4464 | -2.472
9540396 | 367293.59 | 172791.02 | 51.4531 | -2.4721
9544767 | 367296.5 | 181680.8 | 51.5331 | -2.4729
13732812 | 367300.89 | 172470.7 | 51.4503 | -2.472
9540339 | 367301.92 | 171920.91 | 51.4453 | -2.4719
9540295 | 367304.41 | 170985.15 | 51.4369 | -2.4718
9545049 | 367304.69 | 171993.11 | 51.446 | -2.4719
41691181 | 367304.48 | 176933.68 | 51.4904 | -2.4723
353000006 | 367305.63 | 170988.86 | 51.4369 | -2.4718
43894012 | 367308.98 | 176764.81 | 51.4889 | -2.4722
9540319 | 367309.15 | 171141.74 | 51.4383 | -2.4717
353012474 | 367310.92 | 171021.48 | 51.4372 | -2.4717
11797050 | 367310.4 | 171772.87 | 51.444 | -2.4718
9540428 | 367311.13 | 175842.68 | 51.4806 | -2.4721
172511960 | 367316.44 | 180324.11 | 51.5209 | -2.4725
13732863 | 367317.39 | 172408.99 | 51.4497 | -2.4717
612863532 | 367318.33 | 181189.39 | 51.5287 | -2.4725
56449833 | 367319.76 | 176702.14 | 51.4883 | -2.4721
353000021 | 367321.1 | 171224.01 | 51.4391 | -2.4715
353000016 | 367321.22 | 171228 | 51.4391 | -2.4715
82219790 | 367323.51 | 176575.35 | 51.4872 | -2.472
9540377 | 367325.49 | 172043.39 | 51.4464 | -2.4716
9540353 | 367326.3 | 171880.7 | 51.445 | -2.4715
9544740 | 367326.75 | 181009.46 | 51.527 | -2.4724
43831108 | 367329.75 | 176823.18 | 51.4894 | -2.4719
56449702 | 367330.47 | 176515.98 | 51.4866 | -2.4719
9544760 | 367330.1 | 181562.6 | 51.532 | -2.4724
9540335 | 367331.2 | 171764.1 | 51.4439 | -2.4714
9540349 | 367331.91 | 171907.53 | 51.4452 | -2.4715
654775995 | 367331.86 | 180916.91 | 51.5262 | -2.4723
9544772 | 367332.7 | 182009 | 51.536 | -2.4724
9544713 | 367333.72 | 180618.41 | 51.5235 | -2.4722
366983101 | 367335.05 | 173381.99 | 51.4585 | -2.4715
9544710 | 367336.53 | 180510.06 | 51.5226 | -2.4722
9544773 | 367336.7 | 182060.81 | 51.5365 | -2.4723
13732796 | 367337.89 | 172454.32 | 51.4501 | -2.4714
9540429 | 367338.7 | 175991.9 | 51.4819 | -2.4717
9540342 | 367340.2 | 171985.4 | 51.4459 | -2.4713
9540321 | 367341.5 | 171270.2 | 51.4395 | -2.4713
9540362 | 367341.6 | 172372.1 | 51.4494 | -2.4714
13732791 | 367342.91 | 172478.47 | 51.4503 | -2.4714
88735828 | 367343.35 | 176944.23 | 51.4905 | -2.4718
625105351 | 367343.24 | 180822.92 | 51.5254 | -2.4721
9540343 | 367345.44 | 171975.05 | 51.4458 | -2.4713
43831114 | 367345.12 | 176644.1 | 51.4878 | -2.4717
21587640 | 367346.75 | 171335.26 | 51.4401 | -2.4712
9540376 | 367346.1 | 172050.8 | 51.4465 | -2.4713
9544768 | 367346.3 | 181759.9 | 51.5338 | -2.4722
9544709 | 367349.1 | 180003.7 | 51.518 | -2.472
366983126 | 367350.76 | 173275.93 | 51.4575 | -2.4713
353009973 | 367353.75 | 181271.8 | 51.5294 | -2.472
366983109 | 367355.48 | 173304.12 | 51.4578 | -2.4712
94159988 | 367366.13 | 177006.59 | 51.4911 | -2.4714
9544747 | 367367.45 | 181299.79 | 51.5296 | -2.4718
13732775 | 367369.33 | 172460.72 | 51.4502 | -2.471
56449809 | 367370.65 | 176621.67 | 51.4876 | -2.4713
9544770 | 367371.98 | 181933.98 | 51.5354 | -2.4718
21587652 | 367373.26 | 171399.24 | 51.4406 | -2.4708
11797069 | 367376.96 | 171784.98 | 51.4441 | -2.4708
9544769 | 367376.76 | 181838.2 | 51.5345 | -2.4717
9540426 | 367380.06 | 174345.27 | 51.4671 | -2.471
56449782 | 367380.43 | 176651.15 | 51.4879 | -2.4712
9544721 | 367380.04 | 180998.81 | 51.5269 | -2.4716
9540406 | 367381.25 | 172829.56 | 51.4535 | -2.4708
9544719 | 367382.41 | 180860.63 | 51.5257 | -2.4716
9540344 | 367386.6 | 171966.6 | 51.4457 | -2.4707
9544746 | 367387.34 | 181416.84 | 51.5307 | -2.4715
9540373 | 367388.85 | 172148.34 | 51.4474 | -2.4707
44245598 | 367388.57 | 176739.05 | 51.4887 | -2.4711
9540345 | 367389.01 | 171875.53 | 51.4449 | -2.4706
622847078 | 367390.35 | 172186.44 | 51.4477 | -2.4706
9540415 | 367390.26 | 173324.1 | 51.4579 | -2.4707
9544741 | 367393.67 | 181077 | 51.5277 | -2.4714
9544745 | 367393.92 | 181464.41 | 51.5311 | -2.4715
94159961 | 367394.63 | 177009.95 | 51.4911 | -2.471
9540368 | 367395.9 | 172242.4 | 51.4482 | -2.4706
43894007 | 367401.77 | 176818.6 | 51.4894 | -2.4709
9540347 | 367402.6 | 171919.4 | 51.4453 | -2.4704
9544696 | 367405.2 | 180226.16 | 51.52 | -2.4712
9540400 | 367407.6 | 172525.3 | 51.4508 | -2.4704
9540346 | 367409.36 | 171875 | 51.4449 | -2.4703
9544698 | 367409.5 | 180345.6 | 51.5211 | -2.4711
9540375 | 367410.07 | 172016.72 | 51.4462 | -2.4703
163549896 | 367410.76 | 180230.37 | 51.52 | -2.4711
366983132 | 367411.53 | 173250.88 | 51.4573 | -2.4704
9544699 | 367413.6 | 180404.2 | 51.5216 | -2.4711
9544757 | 367415.24 | 181063.28 | 51.5275 | -2.4711
9540380 | 367424.3 | 172040.6 | 51.4464 | -2.4701
9544700 | 367424.3 | 180490.4 | 51.5224 | -2.4709
99876137 | 367425.33 | 176942.7 | 51.4905 | -2.4706
9544735 | 367425.1 | 180774.65 | 51.5249 | -2.4709
9540405 | 367426.87 | 172804.16 | 51.4533 | -2.4702
9551541 | 367427.23 | 193426.63 | 51.6387 | -2.4721
97662733 | 367428.55 | 181197.11 | 51.5287 | -2.4709
43893932 | 367429.77 | 176817.36 | 51.4894 | -2.4705
353000026 | 367430.94 | 172388.61 | 51.4495 | -2.4701
9540348 | 367434.81 | 171962.31 | 51.4457 | -2.47
9540378 | 367434.5 | 172103.7 | 51.447 | -2.47
9540401 | 367434.1 | 172552.5 | 51.451 | -2.47
9544736 | 367434.1 | 180514.4 | 51.5226 | -2.4708
88735851 | 367436.4 | 176840.98 | 51.4896 | -2.4704
9550156 | 367436.29 | 179723.36 | 51.5155 | -2.4707
9540364 | 367437.2 | 172411 | 51.4497 | -2.47
9544711 | 367441.85 | 180559.97 | 51.523 | -2.4707
9540403 | 367444.6 | 172593.11 | 51.4514 | -2.4699
9540402 | 367450.3 | 172570.7 | 51.4512 | -2.4698
9540336 | 367451.2 | 171698.9 | 51.4433 | -2.4697
9544716 | 367451.58 | 180906.57 | 51.5261 | -2.4706
9540379 | 367453.55 | 172075.92 | 51.4467 | -2.4697
150752665 | 367455.69 | 176578.25 | 51.4872 | -2.4701
9540416 | 367457.7 | 173462.6 | 51.4592 | -2.4698
9540370 | 367463.03 | 172193.12 | 51.4478 | -2.4696
9543574 | 367465.1 | 167552.7 | 51.4061 | -2.4691
9540372 | 367465.76 | 172237.44 | 51.4482 | -2.4696
9540371 | 367465.6 | 172272.5 | 51.4485 | -2.4696
23410260 | 367465.48 | 173094.17 | 51.4559 | -2.4696
9540323 | 367467.73 | 171400.74 | 51.4407 | -2.4695
9544717 | 367469.95 | 180968.8 | 51.5267 | -2.4703
20582031 | 367470.26 | 176988.49 | 51.4909 | -2.4699
9544743 | 367470.4 | 181450.4 | 51.531 | -2.4703
9540414 | 367473.26 | 173208.51 | 51.4569 | -2.4695
23410244 | 367479.62 | 173100.69 | 51.4559 | -2.4694
9544697 | 367479.05 | 180391.29 | 51.5215 | -2.4701
9540404 | 367482.2 | 172781.8 | 51.4531 | -2.4694
9540369 | 367484.5 | 172295.31 | 51.4487 | -2.4693
9544714 | 367487.44 | 180839.2 | 51.5255 | -2.47
619971516 | 367491.5 | 178902.01 | 51.5081 | -2.4698
180457288 | 367491.22 | 181114.25 | 51.528 | -2.47
9535470 | 367491.96 | 194425.25 | 51.6477 | -2.4712
9540407 | 367496 | 172662.8 | 51.452 | -2.4692
9544744 | 367495.61 | 181379.24 | 51.5304 | -2.47
629809579 | 367496.11 | 177134.67 | 51.4922 | -2.4696
9544715 | 367498.8 | 180986.4 | 51.5268 | -2.4699
9540483 | 367501.6 | 172542 | 51.4509 | -2.4691
180457296 | 367505.7 | 181028.64 | 51.5272 | -2.4698
9540458 | 367507.2 | 172061.8 | 51.4466 | -2.4689
9540512 | 367510.02 | 176017.25 | 51.4822 | -2.4693
9540457 | 367513.2 | 172127.4 | 51.4472 | -2.4689
9550173 | 367513.66 | 184404.23 | 51.5576 | -2.47
468321481 | 367515.7 | 167590.4 | 51.4064 | -2.4684
9540451 | 367515.1 | 171942.2 | 51.4455 | -2.4688
9540506 | 367519.3 | 173492.3 | 51.4595 | -2.4689
9544781 | 367523.55 | 180713.53 | 51.5244 | -2.4695
23410237 | 367525.52 | 172982.7 | 51.4549 | -2.4688
9540489 | 367527 | 172725.6 | 51.4526 | -2.4687
9544812 | 367526.69 | 181542.91 | 51.5318 | -2.4695
9544803 | 367528.71 | 181141.22 | 51.5282 | -2.4695
9550172 | 367528.19 | 183063.32 | 51.5455 | -2.4697
336465714 | 367529.87 | 171541.98 | 51.4419 | -2.4686
9544787 | 367530.7 | 180911.1 | 51.5262 | -2.4694
12254668 | 367532.33 | 181014.52 | 51.5271 | -2.4694
276224150 | 367539.4 | 173245.13 | 51.4572 | -2.4686
9544811 | 367541.17 | 181638.4 | 51.5327 | -2.4693
353009983 | 367545.5 | 181231.47 | 51.529 | -2.4692
9544780 | 367546.3 | 180558.61 | 51.523 | -2.4692
353009978 | 367546.84 | 181235.14 | 51.5291 | -2.4692
9540445 | 367548.7 | 171862.7 | 51.4448 | -2.4683
9540476 | 367548.54 | 172475.73 | 51.4503 | -2.4684
9540513 | 367548.05 | 175997.87 | 51.482 | -2.4687
9540456 | 367549.72 | 172011.8 | 51.4462 | -2.4683
9540490 | 367552.8 | 172735.4 | 51.4527 | -2.4684
9540446 | 367554.07 | 171873.62 | 51.4449 | -2.4683
9540443 | 367555.7 | 171786.1 | 51.4441 | -2.4682
182744819 | 367557.43 | 173277.03 | 51.4575 | -2.4683
336316756 | 367562.27 | 171576.25 | 51.4422 | -2.4681
133247382 | 367563.71 | 173118.91 | 51.4561 | -2.4682
9540481 | 367564.7 | 172410.3 | 51.4497 | -2.4682
339784412 | 367565.74 | 171540.5 | 51.4419 | -2.4681
9540494 | 367566.03 | 172864.33 | 51.4538 | -2.4682
9540460 | 367569.01 | 172059.08 | 51.4466 | -2.4681
9540493 | 367570.51 | 172877.48 | 51.4539 | -2.4681
330745960 | 367572.42 | 171503.34 | 51.4416 | -2.468
110626520 | 367574.42 | 173071.9 | 51.4557 | -2.4681
9544807 | 367574.9 | 181411.8 | 51.5307 | -2.4688
9540470 | 367579.4 | 172301.6 | 51.4488 | -2.4679
578973201 | 367580.17 | 171990.47 | 51.446 | -2.4679
9540459 | 367580.9 | 172092.3 | 51.4469 | -2.4679
581272479 | 367583.3 | 171993.14 | 51.446 | -2.4678
9550171 | 367583.52 | 183207 | 51.5468 | -2.4689
645779211 | 367584.81 | 171738.45 | 51.4437 | -2.4678
9535469 | 367585.6 | 194392.61 | 51.6474 | -2.4699
9540452 | 367587.2 | 171944.3 | 51.4455 | -2.4678
211227735 | 367589.17 | 181602.6 | 51.5324 | -2.4686
9540471 | 367591.6 | 172358.6 | 51.4493 | -2.4678
9544784 | 367591.57 | 180836.84 | 51.5255 | -2.4685
583263459 | 367592.04 | 171366.5 | 51.4404 | -2.4677
9540432 | 367593.66 | 170532.79 | 51.4329 | -2.4676
9540450 | 367593.9 | 171989 | 51.446 | -2.4677
9540444 | 367594.69 | 171793.92 | 51.4442 | -2.4677
192201028 | 367594.61 | 181229.24 | 51.529 | -2.4685
565823134 | 367595.86 | 180597.62 | 51.5234 | -2.4685
9540484 | 367597.9 | 172648.6 | 51.4519 | -2.4677
11817265 | 367599.85 | 171578.08 | 51.4423 | -2.4676
348514923 | 367604.16 | 180901.06 | 51.5261 | -2.4684
9544810 | 367606.98 | 181295.97 | 51.5296 | -2.4684
9544790 | 367607.91 | 181069.32 | 51.5276 | -2.4683
9540442 | 367609.95 | 171791.17 | 51.4442 | -2.4675
9540469 | 367614.13 | 172249.67 | 51.4483 | -2.4674
9540505 | 367616.81 | 173268.53 | 51.4575 | -2.4675
9540475 | 367621.1 | 172432.5 | 51.4499 | -2.4673
9544805 | 367622.63 | 181369.88 | 51.5303 | -2.4681
9550170 | 367623.33 | 183395.36 | 51.5485 | -2.4683
9540441 | 367624.98 | 171803.64 | 51.4443 | -2.4672
9544813 | 367625.95 | 181539.68 | 51.5318 | -2.4681
9543623 | 367626.13 | 169908.56 | 51.4272 | -2.467
9540491 | 367626.34 | 172778.64 | 51.4531 | -2.4673
128906834 | 367628.74 | 173160.33 | 51.4565 | -2.4673
9540438 | 367633.2 | 171634.7 | 51.4428 | -2.4671
9540448 | 367633.81 | 171900.46 | 51.4452 | -2.4671
9544783 | 367635.68 | 180675.58 | 51.5241 | -2.4679
9544782 | 367637.71 | 180759.59 | 51.5248 | -2.4679
9540449 | 367640.25 | 171879.76 | 51.445 | -2.467
153623024 | 367642.79 | 173084.33 | 51.4558 | -2.4671
191534754 | 367643.15 | 181271.35 | 51.5294 | -2.4678
9540437 | 367645.37 | 171517.59 | 51.4417 | -2.4669
9544789 | 367648 | 181111.1 | 51.528 | -2.4677
9540447 | 367649.2 | 171867.3 | 51.4449 | -2.4669
9540465 | 367651.6 | 172179.8 | 51.4477 | -2.4669
9540498 | 367653.6 | 172886.64 | 51.454 | -2.4669
9540492 | 367656.94 | 172809.5 | 51.4533 | -2.4669
110439727 | 367656.12 | 172978.38 | 51.4549 | -2.4669
9540468 | 367659.2 | 172238.2 | 51.4482 | -2.4668
153623016 | 367669.46 | 173003.96 | 51.4551 | -2.4667
9540497 | 367670.3 | 172881.1 | 51.454 | -2.4667
9540461 | 367672.6 | 172108.2 | 51.447 | -2.4666
9540453 | 367675 | 171989.4 | 51.446 | -2.4665
9550168 | 367676.95 | 183621.55 | 51.5505 | -2.4676
162631192 | 367678.77 | 181207.63 | 51.5288 | -2.4673
421430669 | 367678.12 | 181211.74 | 51.5289 | -2.4673
128906823 | 367679.45 | 173112.68 | 51.4561 | -2.4666
169916589 | 367681.75 | 181210.16 | 51.5289 | -2.4673
353027315 | 367685.92 | 181208.48 | 51.5288 | -2.4672
501646794 | 367688.5 | 171588.5 | 51.4424 | -2.4663
9540477 | 367688.75 | 172457.51 | 51.4502 | -2.4664
9540462 | 367689.2 | 172068 | 51.4467 | -2.4663
9540436 | 367692.73 | 171562.47 | 51.4421 | -2.4662
620926844 | 367692.52 | 179151.27 | 51.5104 | -2.4669
30545093 | 367693.5 | 173119.51 | 51.4561 | -2.4664
9540454 | 367700.6 | 171973.1 | 51.4458 | -2.4662
9544785 | 367700.8 | 180916.3 | 51.5262 | -2.467
9544806 | 367706.68 | 181401.5 | 51.5306 | -2.4669
201775971 | 367707.73 | 181208.39 | 51.5289 | -2.4669
9540463 | 367709 | 172062.2 | 51.4466 | -2.466
9544791 | 367710.76 | 181090.55 | 51.5278 | -2.4669
9540509 | 367711.38 | 176171 | 51.4836 | -2.4664
9540466 | 367715.3 | 172137.04 | 51.4473 | -2.466
535539092 | 367715.62 | 194149.73 | 51.6452 | -2.468
31488725 | 367716.5 | 173098.33 | 51.4559 | -2.466
9540467 | 367717.33 | 172176.07 | 51.4476 | -2.4659
9540499 | 367720.81 | 172876.25 | 51.4539 | -2.466
9540472 | 367725 | 172328.7 | 51.449 | -2.4658
9540464 | 367725.1 | 172225.7 | 51.4481 | -2.4658
9540478 | 367725.1 | 172406.9 | 51.4497 | -2.4658
106388822 | 367726.67 | 183979.01 | 51.5538 | -2.4669
498962934 | 367728.75 | 183715.6 | 51.5514 | -2.4668
28770293 | 367734.85 | 180971.12 | 51.5267 | -2.4665
9540431 | 367736.05 | 170555.59 | 51.4331 | -2.4655
9544797 | 367736.9 | 181474.4 | 51.5312 | -2.4665
353013358 | 367738.68 | 171634.62 | 51.4428 | -2.4656
9544800 | 367738.21 | 181306.61 | 51.5297 | -2.4665
9540473 | 367740.7 | 172293.8 | 51.4487 | -2.4656
353013363 | 367741.8 | 171637.11 | 51.4428 | -2.4655
161768358 | 367742.85 | 181187.25 | 51.5287 | -2.4664
37859381 | 367745.67 | 172638.81 | 51.4518 | -2.4656
619971464 | 367746.38 | 179053.1 | 51.5095 | -2.4661
9540511 | 367752.6 | 176064.6 | 51.4826 | -2.4658
23136680 | 367755.45 | 173033.16 | 51.4554 | -2.4655
9540508 | 367759.9 | 174085.8 | 51.4648 | -2.4655
9543620 | 367760.3 | 167432.4 | 51.405 | -2.4649
353029181 | 367761.67 | 176067.22 | 51.4826 | -2.4657
9540485 | 367763.3 | 172712.02 | 51.4525 | -2.4653
9544786 | 367768.1 | 180938.3 | 51.5264 | -2.466
9540504 | 367771.39 | 173256.8 | 51.4574 | -2.4653
9550169 | 367773.8 | 183721.91 | 51.5515 | -2.4662
9550158 | 367775.68 | 179367.81 | 51.5123 | -2.4658
9540496 | 367779.18 | 172813.9 | 51.4534 | -2.4651
41250902 | 367780.42 | 181404.04 | 51.5306 | -2.4659
337738477 | 367781.61 | 172635 | 51.4518 | -2.4651
9544792 | 367781.29 | 181033.06 | 51.5273 | -2.4658
31488719 | 367784.26 | 173151.65 | 51.4564 | -2.4651
30545126 | 367786.87 | 173183.98 | 51.4567 | -2.465
9540487 | 367787.73 | 172620.08 | 51.4516 | -2.465
31488742 | 367788.53 | 172954.58 | 51.4546 | -2.465
628865449 | 367790.8 | 172239.62 | 51.4482 | -2.4649
22415368 | 367793.55 | 173001.5 | 51.4551 | -2.4649
9547272 | 367794.83 | 176079.36 | 51.4827 | -2.4652
34438859 | 367794.75 | 181172.82 | 51.5285 | -2.4656
9540495 | 367795.1 | 172819.5 | 51.4534 | -2.4649
9540500 | 367796.14 | 172871.07 | 51.4539 | -2.4649
9540501 | 367799.67 | 172882.09 | 51.454 | -2.4648
468321490 | 367803.27 | 167293.12 | 51.4037 | -2.4643
9543619 | 367803.1 | 167487 | 51.4055 | -2.4643
9540510 | 367806.4 | 176076 | 51.4827 | -2.465
619971442 | 367808.35 | 179282.5 | 51.5115 | -2.4653
528025044 | 367809.73 | 194178.83 | 51.6455 | -2.4666
9543622 | 367815.19 | 169824.42 | 51.4265 | -2.4643
9544802 | 367815.73 | 181368.11 | 51.5303 | -2.4654
578402347 | 367818.05 | 181401.2 | 51.5306 | -2.4653
22424623 | 367826.58 | 179976.67 | 51.5178 | -2.4651
9543596 | 367827.4 | 167469.4 | 51.4053 | -2.4639
620104178 | 367830.5 | 167304.54 | 51.4038 | -2.4639
9543624 | 367830.98 | 169759.12 | 51.4259 | -2.4641
9543595 | 367841.1 | 167406.6 | 51.4048 | -2.4637
649308354 | 367842.53 | 181095.17 | 51.5278 | -2.4649
9540479 | 367843.69 | 172436.29 | 51.45 | -2.4641
9544795 | 367851.25 | 181268.31 | 51.5294 | -2.4648
30545152 | 367859.11 | 173122.7 | 51.4562 | -2.464
30545133 | 367862.35 | 173178.02 | 51.4567 | -2.4639
620779860 | 367865.18 | 171559.22 | 51.4421 | -2.4637
664763500 | 367867.68 | 181206.34 | 51.5288 | -2.4646
9540482 | 367871.8 | 172247.6 | 51.4483 | -2.4637
192513263 | 367877.5 | 169703.67 | 51.4254 | -2.4634
630746954 | 367879.52 | 172238.39 | 51.4482 | -2.4636
9552466 | 367880.04 | 181070.26 | 51.5276 | -2.4644
353000051 | 367883.91 | 172803.11 | 51.4533 | -2.4636
9550157 | 367883.84 | 179418.91 | 51.5128 | -2.4642
353000056 | 367887 | 172805.65 | 51.4533 | -2.4635
161763842 | 367889.02 | 181386.88 | 51.5305 | -2.4643
222505304 | 367890.9 | 173122 | 51.4562 | -2.4635
9540440 | 367892.8 | 171850.7 | 51.4447 | -2.4634
422222161 | 367896.16 | 178910.78 | 51.5082 | -2.464
9540486 | 367904 | 172584 | 51.4513 | -2.4633
9543597 | 367905.5 | 167331.3 | 51.4041 | -2.4628
128798697 | 367906.85 | 170589.83 | 51.4334 | -2.4631
9544794 | 367907.24 | 181138.4 | 51.5282 | -2.464
9543601 | 367909.9 | 167460.5 | 51.4053 | -2.4627
353000041 | 367911.01 | 172571.41 | 51.4512 | -2.4632
353000046 | 367915 | 172571.42 | 51.4512 | -2.4631
9544779 | 367919.1 | 180219.2 | 51.52 | -2.4638
9540480 | 367927 | 172218.9 | 51.448 | -2.4629
344245524 | 367928.35 | 173215.79 | 51.457 | -2.463
9543626 | 367934.4 | 169736.09 | 51.4257 | -2.4626
9543625 | 367937.68 | 169754.21 | 51.4259 | -2.4625
222505340 | 367947.69 | 173258.9 | 51.4574 | -2.4627
9540502 | 367952 | 173067.1 | 51.4557 | -2.4626
9540503 | 367960.5 | 173292.23 | 51.4577 | -2.4625
567732206 | 367963.86 | 169722.79 | 51.4256 | -2.4622
526000637 | 367964.74 | 173287.38 | 51.4576 | -2.4625
9543600 | 367965.2 | 167451.8 | 51.4052 | -2.4619
353029176 | 367966.81 | 173286.55 | 51.4576 | -2.4625
666441344 | 367967.78 | 181433.34 | 51.5309 | -2.4632
9544793 | 367986.18 | 181209.97 | 51.5289 | -2.4629
21807638 | 367989.52 | 169663.95 | 51.4251 | -2.4618
9551542 | 367997.14 | 193276.97 | 51.6374 | -2.4638
579862226 | 367998.94 | 167527.12 | 51.4059 | -2.4615
9544992 | 367999.3 | 181172.44 | 51.5285 | -2.4627
468321764 | 368009.24 | 167191.02 | 51.4028 | -2.4613
9543673 | 368013.2 | 169798.49 | 51.4263 | -2.4615
21807653 | 368024.84 | 169626.91 | 51.4247 | -2.4613
21807593 | 368025.35 | 169592.39 | 51.4244 | -2.4613
666082533 | 368027.58 | 181501.94 | 51.5315 | -2.4623
9544818 | 368029.23 | 181042.4 | 51.5274 | -2.4622
28898482 | 368033.76 | 173532.58 | 51.4599 | -2.4615
9544817 | 368036.26 | 181135.15 | 51.5282 | -2.4622
34439137 | 368039.71 | 181370.59 | 51.5303 | -2.4621
9540520 | 368041.99 | 172569.25 | 51.4512 | -2.4613
9551023 | 368043.97 | 186500.01 | 51.5765 | -2.4625
9544824 | 368046.2 | 183484.3 | 51.5493 | -2.4622
21807617 | 368054.91 | 169616.49 | 51.4246 | -2.4609
9543662 | 368067.97 | 167285.23 | 51.4037 | -2.4605
9551076 | 368076.27 | 193081.47 | 51.6356 | -2.4627
9543686 | 368079.04 | 169655.37 | 51.425 | -2.4605
9543684 | 368080.7 | 169661.9 | 51.4251 | -2.4605
620786330 | 368081.82 | 173652.78 | 51.4609 | -2.4608
468321772 | 368097.71 | 167146.18 | 51.4024 | -2.46
640398207 | 368103.33 | 173895.46 | 51.4631 | -2.4605
190517643 | 368107.39 | 185716.37 | 51.5694 | -2.4616
469365339 | 368108.8 | 173888.28 | 51.4631 | -2.4605
9543683 | 368112.7 | 169773.9 | 51.4261 | -2.46
9543671 | 368115.84 | 169436.51 | 51.423 | -2.46
9543667 | 368120.7 | 167360 | 51.4044 | -2.4597
9543663 | 368125.9 | 167461.23 | 51.4053 | -2.4596
9551077 | 368129.06 | 193204.6 | 51.6367 | -2.4619
9551075 | 368132.82 | 193248.14 | 51.6371 | -2.4619
9544827 | 368142.91 | 183316.62 | 51.5478 | -2.4608
9543670 | 368146.5 | 169274.4 | 51.4216 | -2.4595
9543666 | 368148.23 | 167440.7 | 51.4051 | -2.4593
9543680 | 368157.37 | 169547.43 | 51.424 | -2.4594
9540528 | 368157.88 | 173906.87 | 51.4632 | -2.4598
9543665 | 368161.05 | 167460.46 | 51.4053 | -2.4591
9544829 | 368164.34 | 183278.46 | 51.5475 | -2.4605
9548279 | 368165.93 | 185417.67 | 51.5667 | -2.4607
224468223 | 368169.82 | 183559.03 | 51.55 | -2.4605
666326527 | 368173.91 | 181653.73 | 51.5329 | -2.4602
9544828 | 368175.73 | 183327.69 | 51.5479 | -2.4604
9540523 | 368177.9 | 173226.4 | 51.4571 | -2.4594
9544825 | 368178.4 | 183452.5 | 51.5491 | -2.4603
620779868 | 368179.17 | 171493.75 | 51.4415 | -2.4592
9543685 | 368188.43 | 169597.38 | 51.4245 | -2.4589
9544832 | 368188.3 | 183650.3 | 51.5508 | -2.4602
9543672 | 368191.09 | 169420.43 | 51.4229 | -2.4589
9543661 | 368203.1 | 167228.04 | 51.4032 | -2.4585
9543664 | 368204.9 | 167429.4 | 51.405 | -2.4585
337298775 | 368204.45 | 169680.43 | 51.4252 | -2.4587
422222167 | 368206.28 | 179029.26 | 51.5093 | -2.4595
9543668 | 368224.81 | 167272.4 | 51.4036 | -2.4582
9540531 | 368226.8 | 174137.7 | 51.4653 | -2.4588
9543660 | 368231.5 | 167252.1 | 51.4034 | -2.4581
9544830 | 368235.73 | 183270.19 | 51.5474 | -2.4595
9544836 | 368237.16 | 183176.73 | 51.5466 | -2.4594
9544826 | 368237.3 | 183359.7 | 51.5482 | -2.4595
9543679 | 368261.07 | 169581.65 | 51.4243 | -2.4579
9551031 | 368265.09 | 187460.82 | 51.5851 | -2.4594
478780976 | 368269.12 | 167096.03 | 51.402 | -2.4575
9544833 | 368286.1 | 183734.3 | 51.5516 | -2.4588
293448794 | 368288.12 | 169622.27 | 51.4247 | -2.4575
9544837 | 368299.14 | 183227.81 | 51.547 | -2.4586
9540519 | 368304.67 | 172591.67 | 51.4514 | -2.4575
9543655 | 368317.31 | 167191.64 | 51.4029 | -2.4569
9544841 | 368319.22 | 183293.85 | 51.5476 | -2.4583
9543656 | 368321.7 | 167334.2 | 51.4041 | -2.4568
9551032 | 368335.79 | 187700.45 | 51.5873 | -2.4584
9543674 | 368336.26 | 169969.78 | 51.4278 | -2.4568
9551071 | 368339.12 | 193235.61 | 51.637 | -2.4589
9544842 | 368353.19 | 183274.51 | 51.5475 | -2.4578
9543681 | 368355.87 | 169513.78 | 51.4237 | -2.4565
9543657 | 368357.2 | 167455.5 | 51.4052 | -2.4563
9544840 | 368358.8 | 183828.8 | 51.5524 | -2.4578
9544819 | 368361.37 | 182162.92 | 51.5375 | -2.4576
9543682 | 368368.35 | 169499.66 | 51.4236 | -2.4563
9545772 | 368373.03 | 184574.62 | 51.5592 | -2.4576
9535474 | 368379.47 | 194995.69 | 51.6528 | -2.4585
9543676 | 368385.9 | 169727.1 | 51.4257 | -2.4561
9546311 | 368389.19 | 171286.99 | 51.4397 | -2.4562
9543675 | 368401.9 | 169927 | 51.4275 | -2.4559
9540522 | 368406.86 | 173195.95 | 51.4568 | -2.4561
370610935 | 368411.55 | 169598.65 | 51.4245 | -2.4557
357871138 | 368412.06 | 169515.4 | 51.4238 | -2.4557
622232922 | 368421.23 | 169852.91 | 51.4268 | -2.4556
614133594 | 368425.65 | 167109.37 | 51.4021 | -2.4553
9544839 | 368427 | 183955.3 | 51.5536 | -2.4568
26690781 | 368436.25 | 193310.75 | 51.6377 | -2.4575
621965585 | 368437.97 | 166964.96 | 51.4008 | -2.4551
353027254 | 368442.18 | 166943.8 | 51.4006 | -2.455
9551072 | 368442.42 | 193646.82 | 51.6407 | -2.4574
9544838 | 368451 | 183747.8 | 51.5517 | -2.4564
26690643 | 368455.54 | 193340.18 | 51.638 | -2.4572
9543658 | 368459.5 | 167276.3 | 51.4036 | -2.4548
9535473 | 368461.22 | 194736.33 | 51.6505 | -2.4573
9551039 | 368463.17 | 188723.27 | 51.5965 | -2.4567
666441088 | 368475.73 | 181991.68 | 51.5359 | -2.4559
578294619 | 368483.66 | 167064.05 | 51.4017 | -2.4545
9540518 | 368483.9 | 172794.5 | 51.4532 | -2.455
623853594 | 368484.35 | 169989.14 | 51.428 | -2.4547
9544835 | 368488.05 | 183480.26 | 51.5493 | -2.4559
340166529 | 368489.25 | 183475.6 | 51.5493 | -2.4558
9540524 | 368491.89 | 173088.78 | 51.4559 | -2.4549
172512022 | 368493.08 | 183473.47 | 51.5493 | -2.4558
9544843 | 368502.4 | 183444.8 | 51.549 | -2.4556
9543700 | 368516.8 | 167387.1 | 51.4046 | -2.454
9540521 | 368536.43 | 173338.67 | 51.4581 | -2.4543
226959692 | 368537.96 | 167181.49 | 51.4028 | -2.4537
9545773 | 368537.55 | 184119.71 | 51.5551 | -2.4552
9543699 | 368549.7 | 167436.5 | 51.4051 | -2.4535
184775182 | 368573.07 | 190459.47 | 51.6121 | -2.4553
98238646 | 368575.66 | 181260.46 | 51.5294 | -2.4544
9546312 | 368580.7 | 171081.89 | 51.4378 | -2.4534
148659642 | 368583.25 | 190823.2 | 51.6153 | -2.4551
9543701 | 368584.12 | 167200.18 | 51.403 | -2.453
9535471 | 368590.03 | 194079.95 | 51.6446 | -2.4553
9544820 | 368594.1 | 182549.1 | 51.541 | -2.4542
9546271 | 368607.25 | 175893.23 | 51.4811 | -2.4535
9546273 | 368609.5 | 175889.89 | 51.4811 | -2.4534
9546272 | 368610.34 | 175892.28 | 51.4811 | -2.4534
9535472 | 368611.73 | 194285.99 | 51.6465 | -2.455
9546315 | 368633.09 | 170444.11 | 51.4321 | -2.4526
9544822 | 368640.15 | 182066.64 | 51.5366 | -2.4535
9543698 | 368643.1 | 167396.7 | 51.4047 | -2.4522
9546318 | 368645.27 | 170867.75 | 51.4359 | -2.4525
9551073 | 368653.41 | 193655.65 | 51.6408 | -2.4544
9545774 | 368654.37 | 184392.76 | 51.5575 | -2.4535
344273204 | 368679.68 | 182125.95 | 51.5372 | -2.453
640945121 | 368692.39 | 167123.34 | 51.4023 | -2.4515
374635072 | 368694.34 | 167457.19 | 51.4053 | -2.4515
9546319 | 368707.82 | 170602.51 | 51.4335 | -2.4515
9543688 | 368721.4 | 166537.7 | 51.397 | -2.451
9540525 | 368734.6 | 173471.8 | 51.4593 | -2.4514
9546269 | 368735.64 | 175396.15 | 51.4767 | -2.4516
9540532 | 368757.9 | 172844.3 | 51.4537 | -2.451
353010219 | 368760.97 | 184645.45 | 51.5598 | -2.452
9543705 | 368765.8 | 169628.1 | 51.4248 | -2.4506
468321780 | 368784.6 | 166683.37 | 51.3983 | -2.4501
9543690 | 368787.09 | 166705.16 | 51.3985 | -2.4501
9544834 | 368798.8 | 183294.4 | 51.5477 | -2.4514
9540533 | 368804.4 | 172807.9 | 51.4534 | -2.4503
374635084 | 368814.05 | 167575.89 | 51.4063 | -2.4497
9546268 | 368817.98 | 175397.87 | 51.4767 | -2.4504
9546316 | 368828.04 | 170809.84 | 51.4354 | -2.4498
9546278 | 368851.16 | 175794.75 | 51.4802 | -2.4499
9546267 | 368870.02 | 175143.57 | 51.4744 | -2.4496
344273286 | 368876.14 | 182229.27 | 51.5381 | -2.4501
9546317 | 368877.95 | 170974.81 | 51.4369 | -2.4491
9544823 | 368881.37 | 182229.44 | 51.5381 | -2.4501
468321788 | 368888.14 | 166449.86 | 51.3962 | -2.4486
9546313 | 368951.59 | 171182.89 | 51.4388 | -2.4481
9546266 | 368956.75 | 175136.77 | 51.4743 | -2.4484
9540526 | 368973.2 | 173565.6 | 51.4602 | -2.448
9540527 | 368989.57 | 173556.49 | 51.4601 | -2.4478
374635092 | 369014.9 | 167773.78 | 51.4081 | -2.4469
11790391 | 369061.89 | 179158.96 | 51.5105 | -2.4472
9544868 | 369076.3 | 183160.59 | 51.5465 | -2.4473
9544869 | 369079.53 | 183165.85 | 51.5465 | -2.4473
9551079 | 369082.69 | 193962.72 | 51.6436 | -2.4482
9544855 | 369108.4 | 182489.3 | 51.5404 | -2.4468
9543731 | 369110.98 | 169032.08 | 51.4195 | -2.4456
11790371 | 369116.55 | 179167.33 | 51.5106 | -2.4464
9544870 | 369117.7 | 183173.5 | 51.5466 | -2.4468
9552233 | 369126.4 | 176293.23 | 51.4847 | -2.446
289536524 | 369128.43 | 176293.67 | 51.4847 | -2.446
9544856 | 369132.59 | 182401.41 | 51.5397 | -2.4465
9546306 | 369140.34 | 172752.3 | 51.4529 | -2.4455
20540306 | 369143.99 | 183213.16 | 51.547 | -2.4464
9544871 | 369150.1 | 183158.5 | 51.5465 | -2.4463
678077796 | 369158.01 | 183133.8 | 51.5462 | -2.4462
9544859 | 369167.26 | 182555.64 | 51.541 | -2.446
9544857 | 369209.7 | 182313.6 | 51.5389 | -2.4454
374635100 | 369233.32 | 167958.16 | 51.4098 | -2.4438
678077791 | 369247.57 | 183079.03 | 51.5458 | -2.4449
9543730 | 369258.68 | 168924.8 | 51.4185 | -2.4435
9548791 | 369292.81 | 195744.26 | 51.6596 | -2.4453
9543729 | 369302.34 | 168070.78 | 51.4108 | -2.4428
303191095 | 369318.67 | 182207.74 | 51.5379 | -2.4438
330461990 | 369322.35 | 182286.42 | 51.5386 | -2.4437
9544883 | 369331.17 | 183290 | 51.5477 | -2.4437
9543732 | 369338.9 | 169176.7 | 51.4208 | -2.4423
9544880 | 369343.3 | 183851.2 | 51.5527 | -2.4436
9544858 | 369391.6 | 182908.5 | 51.5442 | -2.4428
9546297 | 369404.92 | 173431.37 | 51.459 | -2.4418
9544881 | 369404.5 | 183673.6 | 51.5511 | -2.4427
667774235 | 369412.83 | 179713.35 | 51.5155 | -2.4422
9544865 | 369414.1 | 183146.5 | 51.5464 | -2.4425
9548349 | 369432.72 | 179197.61 | 51.5109 | -2.4419
9548790 | 369436.8 | 196491.84 | 51.6664 | -2.4433
9548348 | 369458.4 | 179575.99 | 51.5143 | -2.4415
9546296 | 369459.55 | 173997.49 | 51.4641 | -2.441
51551457 | 369467.27 | 182310.67 | 51.5389 | -2.4416
318005323 | 369469.7 | 167962.15 | 51.4099 | -2.4404
9546309 | 369481.45 | 172698.88 | 51.4524 | -2.4406
9546307 | 369490.85 | 172388.37 | 51.4496 | -2.4404
9544854 | 369493.4 | 182396 | 51.5396 | -2.4413
11917165 | 369494.54 | 183021.93 | 51.5453 | -2.4413
9544882 | 369506 | 183407.03 | 51.5487 | -2.4412
9544897 | 369513.4 | 182766.9 | 51.543 | -2.441
9552007 | 369523.97 | 182133.88 | 51.5373 | -2.4408
84072150 | 369523.28 | 182197.04 | 51.5378 | -2.4408
9544898 | 369531.7 | 182770.4 | 51.543 | -2.4407
9544867 | 369531.17 | 183051.15 | 51.5455 | -2.4408
9544866 | 369531.25 | 183095.17 | 51.5459 | -2.4408
9552444 | 369542.79 | 182519.43 | 51.5407 | -2.4406
9544900 | 369542.9 | 182956 | 51.5447 | -2.4406
9544902 | 369544.3 | 182875.1 | 51.5439 | -2.4406
9544879 | 369547.91 | 183863.3 | 51.5528 | -2.4406
9548789 | 369558.21 | 197117.16 | 51.672 | -2.4416
151329303 | 369572.01 | 183297.25 | 51.5477 | -2.4402
9546308 | 369597.05 | 172523.96 | 51.4509 | -2.4389
9548788 | 369631.92 | 197460.93 | 51.6751 | -2.4406
9544890 | 369634.5 | 182385 | 51.5395 | -2.4392
9543725 | 369636.26 | 167111.05 | 51.4022 | -2.4379
9544864 | 369639.1 | 183223.3 | 51.5471 | -2.4392
9543739 | 369650.05 | 168500 | 51.4147 | -2.4378
179559768 | 369655.32 | 182330.15 | 51.539 | -2.4389
9544901 | 369668.71 | 182975.77 | 51.5448 | -2.4388
9544899 | 369669.3 | 182858.2 | 51.5438 | -2.4388
9552008 | 369673.31 | 181916.55 | 51.5353 | -2.4386
9544891 | 369698.1 | 182291.7 | 51.5387 | -2.4383
9544878 | 369710.56 | 183950.62 | 51.5536 | -2.4383
9544886 | 369717.35 | 182395.96 | 51.5396 | -2.438
644212361 | 369736.35 | 168021.81 | 51.4104 | -2.4365
644212373 | 369738.83 | 168012.98 | 51.4103 | -2.4365
9546298 | 369742.62 | 173479.46 | 51.4595 | -2.4369
9548352 | 369744.01 | 179606.88 | 51.5146 | -2.4374
9552445 | 369749.11 | 182222.52 | 51.5381 | -2.4376
9548351 | 369750.59 | 179567.07 | 51.5142 | -2.4373
9552009 | 369756.41 | 181722.53 | 51.5336 | -2.4374
9544905 | 369759.8 | 182938.4 | 51.5445 | -2.4375
9544887 | 369768.9 | 182303.4 | 51.5388 | -2.4373
645009562 | 369779.21 | 167071.97 | 51.4019 | -2.4358
9548354 | 369779.45 | 179738.11 | 51.5157 | -2.4369
9548353 | 369792.94 | 179650.75 | 51.515 | -2.4367
9548355 | 369794.33 | 179785.44 | 51.5162 | -2.4367
9544863 | 369794.71 | 183364.14 | 51.5484 | -2.437
9548356 | 369809.24 | 179801.76 | 51.5163 | -2.4365
9543726 | 369821 | 167773.44 | 51.4082 | -2.4353
9544862 | 369820.6 | 183265.9 | 51.5475 | -2.4366
9544888 | 369830.5 | 182317.5 | 51.5389 | -2.4364
9544904 | 369833.89 | 182844.99 | 51.5437 | -2.4364
9544860 | 369837.4 | 183029.2 | 51.5453 | -2.4364
272029946 | 369846.95 | 184023.22 | 51.5543 | -2.4363
9544893 | 369848.26 | 182506.35 | 51.5406 | -2.4362
9544885 | 369853 | 182412.4 | 51.5398 | -2.4361
172511922 | 369856.39 | 182774.92 | 51.5431 | -2.4361
9544908 | 369861.5 | 182695 | 51.5423 | -2.436
9543724 | 369862.73 | 167260.23 | 51.4036 | -2.4346
9544909 | 369863.6 | 182686.7 | 51.5423 | -2.436
9548357 | 369864.71 | 179755.19 | 51.5159 | -2.4357
9546299 | 369867.04 | 173346.12 | 51.4583 | -2.4351
9544889 | 369872.7 | 182276.2 | 51.5386 | -2.4358
512480862 | 369875.09 | 183818.28 | 51.5524 | -2.4359
9543721 | 369878.68 | 166941.41 | 51.4007 | -2.4344
9546304 | 369879.08 | 173153.75 | 51.4565 | -2.4349
9543722 | 369882 | 166500.3 | 51.3967 | -2.4343
574900062 | 369885.41 | 180892.58 | 51.5261 | -2.4355
9544853 | 369885.1 | 181379.9 | 51.5305 | -2.4355
9546300 | 369887.59 | 173237.17 | 51.4573 | -2.4348
9544910 | 369891.31 | 182695.81 | 51.5423 | -2.4356
617048198 | 369891.66 | 183685.96 | 51.5512 | -2.4356
9544849 | 369902.7 | 181327.33 | 51.53 | -2.4353
9548358 | 369908.73 | 179745.57 | 51.5158 | -2.4351
569688070 | 369912.49 | 172832.84 | 51.4537 | -2.4344
617048186 | 369913.01 | 183524.3 | 51.5498 | -2.4353
9544852 | 369916.5 | 181402.1 | 51.5307 | -2.4351
9544903 | 369919.1 | 182860.7 | 51.5438 | -2.4352
9544845 | 369924.5 | 181269.2 | 51.5295 | -2.435
9546305 | 369930.9 | 173044.07 | 51.4556 | -2.4342
9544907 | 369930.6 | 182622.3 | 51.5417 | -2.435
9544884 | 369932.96 | 183304.13 | 51.5478 | -2.435
9546303 | 369938.14 | 173091.35 | 51.456 | -2.4341
9546301 | 369938.24 | 173323.09 | 51.4581 | -2.4341
9544851 | 369939.4 | 181350 | 51.5303 | -2.4347
9544861 | 369941.5 | 183066.4 | 51.5457 | -2.4349
9544875 | 369951.93 | 183886.64 | 51.5531 | -2.4348
9544906 | 369952.6 | 182786.7 | 51.5432 | -2.4347
9544874 | 369952.52 | 183870.43 | 51.5529 | -2.4348
9544892 | 369959.7 | 182514.5 | 51.5407 | -2.4346
9544850 | 369963 | 181379.3 | 51.5305 | -2.4344
9547902 | 369964.63 | 180199.3 | 51.5199 | -2.4343
639380916 | 369964.08 | 180237.78 | 51.5202 | -2.4343
648252802 | 369966.48 | 167035.29 | 51.4015 | -2.4331
9544911 | 369968.1 | 182995.5 | 51.545 | -2.4345
154829397 | 369969.15 | 180221.06 | 51.5201 | -2.4342
9546302 | 369972.86 | 173189.97 | 51.4569 | -2.4336
374295953 | 369977.13 | 182830.93 | 51.5436 | -2.4343
9548347 | 369979.25 | 179733.59 | 51.5157 | -2.434
9544872 | 369981.31 | 183543.14 | 51.55 | -2.4343
9544844 | 369982.61 | 181206.54 | 51.529 | -2.4341
9544848 | 369990 | 181321.4 | 51.53 | -2.434
9544846 | 369991.3 | 181161.2 | 51.5286 | -2.434
9544847 | 369995.5 | 181311 | 51.5299 | -2.4339
9537972 | 370000.8 | 183156.2 | 51.5465 | -2.434
9537916 | 370016.6 | 181260.4 | 51.5294 | -2.4336
9537901 | 370020.43 | 180927.94 | 51.5265 | -2.4335
353029668 | 370026.77 | 172899.48 | 51.4543 | -2.4328
9546403 | 370027.33 | 173287.78 | 51.4578 | -2.4328
9537959 | 370027.2 | 182742.7 | 51.5428 | -2.4336
9546420 | 370029.25 | 172961.9 | 51.4548 | -2.4327
9537974 | 370033.1 | 183484.5 | 51.5494 | -2.4336
9550312 | 370039.84 | 179682.2 | 51.5153 | -2.4332
9537914 | 370039.5 | 181127.8 | 51.5283 | -2.4333
512111483 | 370040.9 | 182545.51 | 51.541 | -2.4334
9546412 | 370041.74 | 173122.25 | 51.4563 | -2.4326
512111496 | 370045.59 | 182546.4 | 51.541 | -2.4333
9537922 | 370049.2 | 181286.7 | 51.5297 | -2.4332
9546411 | 370051.2 | 173200.87 | 51.457 | -2.4324
9550311 | 370051.87 | 179745.33 | 51.5158 | -2.433
9546413 | 370058.09 | 173069.42 | 51.4558 | -2.4323
9537918 | 370072.9 | 181139.9 | 51.5284 | -2.4328
9537912 | 370073.59 | 181084.6 | 51.5279 | -2.4328
9552213 | 370077.26 | 201122.98 | 51.708 | -2.4345
9537917 | 370082.2 | 181253.5 | 51.5294 | -2.4327
655696922 | 370085.48 | 183367.8 | 51.5484 | -2.4328
9537911 | 370092.2 | 181020.9 | 51.5273 | -2.4325
139459697 | 370095.83 | 183111.99 | 51.5461 | -2.4326
579985716 | 370096.1 | 182560.1 | 51.5411 | -2.4326
9546408 | 370097.16 | 173180.05 | 51.4568 | -2.4318
9537970 | 370102.36 | 183330.66 | 51.5481 | -2.4326
9537919 | 370104.4 | 181248.3 | 51.5293 | -2.4324
9546402 | 370105.95 | 173354.85 | 51.4584 | -2.4317
9546404 | 370108.73 | 173277.03 | 51.4577 | -2.4316
9537913 | 370117.2 | 181056.1 | 51.5276 | -2.4322
9552211 | 370120.76 | 202787.53 | 51.723 | -2.434
9537900 | 370122.96 | 180687.6 | 51.5243 | -2.432
9537973 | 370127.03 | 183056.51 | 51.5456 | -2.4322
9546405 | 370132.13 | 173250.05 | 51.4574 | -2.4313
655696916 | 370132.65 | 183476.84 | 51.5494 | -2.4321
9546422 | 370134.5 | 172971.33 | 51.4549 | -2.4312
352998887 | 370138.01 | 182541.76 | 51.541 | -2.432
352998882 | 370141.98 | 182541.22 | 51.541 | -2.4319
9546410 | 370147.55 | 173076.65 | 51.4559 | -2.431
9537921 | 370147.5 | 181290.4 | 51.5297 | -2.4317
9537903 | 370153.9 | 180910.6 | 51.5263 | -2.4316
9546407 | 370154.64 | 173210.83 | 51.4571 | -2.431
673067661 | 370157.49 | 183389.23 | 51.5486 | -2.4318
9552212 | 370157.88 | 202597.97 | 51.7213 | -2.4334
9546409 | 370158.02 | 173205.08 | 51.457 | -2.4309
9537915 | 370162.85 | 181157.05 | 51.5285 | -2.4315
9537920 | 370162.8 | 181232.3 | 51.5292 | -2.4315
9537905 | 370163.6 | 180904.2 | 51.5263 | -2.4315
9546406 | 370170.32 | 173204.25 | 51.457 | -2.4307
9537902 | 370180.99 | 180962.3 | 51.5268 | -2.4312
632502126 | 370187.76 | 181049.19 | 51.5276 | -2.4311
610119807 | 370188 | 181341.77 | 51.5302 | -2.4312
9547392 | 370188.81 | 182543.33 | 51.541 | -2.4313
9546401 | 370189.21 | 173432.2 | 51.4591 | -2.4305
9537923 | 370189.28 | 181329.89 | 51.5301 | -2.4311
637294139 | 370192.85 | 181331.29 | 51.5301 | -2.4311
9550313 | 370193.13 | 179589.63 | 51.5144 | -2.4309
637294044 | 370196.11 | 181329.84 | 51.5301 | -2.431
638202184 | 370200.71 | 173335.14 | 51.4582 | -2.4303
9537991 | 370205.12 | 184288.73 | 51.5567 | -2.4312
352998893 | 370205.4 | 184291.86 | 51.5567 | -2.4312
9537971 | 370208.7 | 183214.5 | 51.547 | -2.431
9537968 | 370214.4 | 183494.38 | 51.5495 | -2.431
9537926 | 370216.2 | 181427.8 | 51.531 | -2.4308
9546399 | 370221.92 | 173225.47 | 51.4572 | -2.43
9537953 | 370221.55 | 182443.71 | 51.5401 | -2.4308
9537952 | 370235.83 | 181502.42 | 51.5316 | -2.4305
9537924 | 370236.05 | 181338.09 | 51.5302 | -2.4305
9546414 | 370242.42 | 173008.53 | 51.4553 | -2.4297
620038027 | 370246.4 | 181031.6 | 51.5274 | -2.4303
9552214 | 370247.37 | 200195.72 | 51.6997 | -2.4319
9537965 | 370251.2 | 182808.2 | 51.5434 | -2.4304
9537927 | 370253.9 | 181362.81 | 51.5304 | -2.4302
9537940 | 370254.8 | 181229.6 | 51.5292 | -2.4302
11813417 | 370258.56 | 183551.36 | 51.5501 | -2.4303
9537964 | 370259 | 182844.1 | 51.5437 | -2.4303
9537925 | 370260.4 | 181433.4 | 51.531 | -2.4301
9552215 | 370265.09 | 199954.19 | 51.6975 | -2.4316
622706479 | 370266.52 | 183369.32 | 51.5484 | -2.4302
353012695 | 370278.23 | 173132.49 | 51.4564 | -2.4292
9537944 | 370281.4 | 181601.9 | 51.5325 | -2.4298
9537904 | 370285.5 | 180782.1 | 51.5252 | -2.4297
9537942 | 370285.5 | 181125.2 | 51.5282 | -2.4297
617550381 | 370293.7 | 181310.34 | 51.5299 | -2.4296
9529343 | 370303.52 | 166998.72 | 51.4012 | -2.4283
9537930 | 370303.2 | 181447.7 | 51.5311 | -2.4295
9537908 | 370307.8 | 180692 | 51.5244 | -2.4294
9537943 | 370307.2 | 181013.51 | 51.5272 | -2.4294
353010560 | 370308.83 | 173479.68 | 51.4595 | -2.4288
9537906 | 370311.94 | 180842.11 | 51.5257 | -2.4293
9537947 | 370315.61 | 181593.58 | 51.5325 | -2.4293
9537955 | 370321 | 182391.6 | 51.5396 | -2.4293
9537962 | 370325.1 | 182897.3 | 51.5442 | -2.4293
9537951 | 370327.1 | 181515 | 51.5318 | -2.4292
9537939 | 370335.6 | 181211.2 | 51.529 | -2.429
9537929 | 370338 | 181432.41 | 51.531 | -2.429
9537976 | 370337.6 | 183190.6 | 51.5468 | -2.4292
9550314 | 370338.4 | 179513.5 | 51.5138 | -2.4288
9537963 | 370339.45 | 182918.81 | 51.5444 | -2.4291
9537985 | 370346.9 | 183012.3 | 51.5452 | -2.429
9537961 | 370351.8 | 182992.5 | 51.545 | -2.4289
9537954 | 370355.78 | 182419.1 | 51.5399 | -2.4288
9537984 | 370357.5 | 183031.5 | 51.5454 | -2.4289
424731354 | 370365.83 | 183648.55 | 51.5509 | -2.4288
9537938 | 370372.65 | 181179.33 | 51.5287 | -2.4285
621261140 | 370372.08 | 181683.73 | 51.5333 | -2.4285
284868635 | 370372.04 | 183647.24 | 51.5509 | -2.4287
9537983 | 370374.5 | 183139.6 | 51.5464 | -2.4286
9537960 | 370376.1 | 182519.8 | 51.5408 | -2.4285
9537988 | 370397.06 | 183313.22 | 51.5479 | -2.4283
617550389 | 370400.23 | 181372.75 | 51.5305 | -2.4281
9537982 | 370402.82 | 183143.18 | 51.5464 | -2.4282
9537981 | 370412.19 | 183183.16 | 51.5468 | -2.4281
646587583 | 370414.57 | 181440.95 | 51.5311 | -2.4279
586508964 | 370415.71 | 181273.67 | 51.5296 | -2.4279
9537977 | 370416 | 183092.9 | 51.5459 | -2.428
635965971 | 370425.02 | 181498.92 | 51.5316 | -2.4278
9537987 | 370428.6 | 183226.2 | 51.5471 | -2.4279
9537966 | 370431 | 182869.6 | 51.5439 | -2.4278
9547393 | 370439.9 | 181566 | 51.5322 | -2.4276
9537910 | 370440.16 | 180890.12 | 51.5261 | -2.4275
9537935 | 370441.6 | 181242.4 | 51.5293 | -2.4275
9537950 | 370443.4 | 181690.4 | 51.5333 | -2.4275
9537945 | 370445.64 | 181761.88 | 51.534 | -2.4275
9537949 | 370447.7 | 181637.8 | 51.5329 | -2.4274
9537990 | 370449.9 | 183707.7 | 51.5515 | -2.4276
9537933 | 370452.4 | 181386.3 | 51.5306 | -2.4274
9537937 | 370455.3 | 181064.2 | 51.5277 | -2.4273
9537980 | 370455.8 | 183167.2 | 51.5466 | -2.4275
9537975 | 370456 | 183009.6 | 51.5452 | -2.4274
646587576 | 370462.46 | 181430.97 | 51.531 | -2.4272
9537907 | 370463.9 | 180766.8 | 51.525 | -2.4271
9537936 | 370468 | 181255.4 | 51.5294 | -2.4271
9537978 | 370468.5 | 183071.6 | 51.5458 | -2.4273
9537956 | 370472.09 | 182294.13 | 51.5388 | -2.4271
9537979 | 370476.98 | 183107.5 | 51.5461 | -2.4272
9537986 | 370484 | 183179.5 | 51.5467 | -2.427
534909088 | 370486 | 181815.93 | 51.5345 | -2.4269
633350095 | 370486.34 | 181550.98 | 51.5321 | -2.4269
9537909 | 370490.84 | 180829.65 | 51.5256 | -2.4268
9537989 | 370490.72 | 183365.64 | 51.5484 | -2.427
646587569 | 370495.7 | 181409.66 | 51.5308 | -2.4267
9537958 | 370499.48 | 182797.42 | 51.5433 | -2.4268
9537957 | 370500.41 | 182892.9 | 51.5441 | -2.4268
9538167 | 370501.37 | 183516.6 | 51.5498 | -2.4268
9537994 | 370502.3 | 180599.1 | 51.5235 | -2.4266
9538089 | 370506.48 | 182386.18 | 51.5396 | -2.4267
9538011 | 370513 | 181125.6 | 51.5283 | -2.4265
633350129 | 370512.51 | 181526.02 | 51.5319 | -2.4265
9538012 | 370513.4 | 181046.5 | 51.5275 | -2.4264
9538112 | 370515.25 | 182739.63 | 51.5428 | -2.4266
649119446 | 370518.26 | 181449.45 | 51.5312 | -2.4264
9538116 | 370520 | 182996.9 | 51.5451 | -2.4265
9538048 | 370522.7 | 181593.8 | 51.5325 | -2.4264
352998908 | 370524.55 | 182520.54 | 51.5408 | -2.4264
9538029 | 370531.6 | 181353.3 | 51.5303 | -2.4262
9538168 | 370535.3 | 183537.6 | 51.5499 | -2.4263
9538049 | 370537.91 | 181691.66 | 51.5333 | -2.4262
9538134 | 370537.4 | 183090.52 | 51.5459 | -2.4263
9538127 | 370538.5 | 182553.3 | 51.5411 | -2.4262
9538124 | 370539.8 | 182518.9 | 51.5408 | -2.4262
646587562 | 370540.43 | 181425.96 | 51.531 | -2.4261
9538046 | 370542.7 | 181735 | 51.5337 | -2.4261
9538031 | 370543.6 | 181310.1 | 51.5299 | -2.426
9538126 | 370543.6 | 182556.7 | 51.5411 | -2.4261
9538113 | 370544 | 182724.35 | 51.5426 | -2.4261
9538033 | 370544.22 | 181175.12 | 51.5287 | -2.426
9538125 | 370546.82 | 182594 | 51.5415 | -2.4261
9538178 | 370548.3 | 183642.9 | 51.5509 | -2.4262
9538133 | 370550.3 | 183080.8 | 51.5458 | -2.4261
9538047 | 370551.29 | 181747.97 | 51.5339 | -2.426
646587634 | 370552.98 | 181483.67 | 51.5315 | -2.4259
641012968 | 370552.71 | 181565.28 | 51.5322 | -2.4259
9538135 | 370553.22 | 183198.63 | 51.5469 | -2.426
126613175 | 370555.01 | 181815.89 | 51.5345 | -2.4259
9538131 | 370555.5 | 182648.4 | 51.542 | -2.426
9538074 | 370556.7 | 181768.8 | 51.534 | -2.4259
621199974 | 370559.2 | 181876.11 | 51.535 | -2.4259
9538140 | 370562.4 | 183313.8 | 51.5479 | -2.4259
9538042 | 370564.03 | 181878.46 | 51.535 | -2.4258
9538162 | 370568.83 | 183428.88 | 51.549 | -2.4259
618028534 | 370568.27 | 183620.52 | 51.5507 | -2.4259
161230038 | 370569.51 | 181825.66 | 51.5346 | -2.4257
9538132 | 370569.1 | 182665.9 | 51.5421 | -2.4258
9538063 | 370578.3 | 181658.79 | 51.5331 | -2.4256
9538064 | 370579.11 | 181590.46 | 51.5324 | -2.4255
9538088 | 370584.7 | 182452.8 | 51.5402 | -2.4255
9538118 | 370584.45 | 182915.16 | 51.5444 | -2.4256
9538164 | 370584.6 | 183316.4 | 51.548 | -2.4256
9538177 | 370588.6 | 183565.2 | 51.5502 | -2.4256
9538032 | 370591.7 | 181210.3 | 51.529 | -2.4253
621190563 | 370595.19 | 181877.47 | 51.535 | -2.4253
9538090 | 370598.6 | 182336.8 | 51.5392 | -2.4253
9538050 | 370601.5 | 181701.8 | 51.5334 | -2.4252
9538163 | 370601.8 | 183449.7 | 51.5492 | -2.4254
9537995 | 370603.53 | 180694.56 | 51.5244 | -2.4251
633864125 | 370609.29 | 182953.13 | 51.5447 | -2.4252
619932031 | 370610.58 | 181898.48 | 51.5352 | -2.4251
9538139 | 370610.86 | 183251.84 | 51.5474 | -2.4252
9538067 | 370612.4 | 181521.3 | 51.5318 | -2.4251
9538030 | 370614.6 | 181327.31 | 51.5301 | -2.425
9545001 | 370615.1 | 182830.25 | 51.5436 | -2.4251
629899978 | 370617.08 | 182742.55 | 51.5428 | -2.4251
9538041 | 370619.2 | 181147.3 | 51.5285 | -2.4249
9538091 | 370619.7 | 182226.3 | 51.5382 | -2.425
9538068 | 370621.28 | 181591.33 | 51.5325 | -2.4249
9537997 | 370624.3 | 180760.9 | 51.525 | -2.4248
9538171 | 370624.1 | 183646.2 | 51.5509 | -2.4251
619931800 | 370628.72 | 181937.18 | 51.5356 | -2.4249
9538114 | 370628.99 | 182524.22 | 51.5408 | -2.4249
617550373 | 370632.85 | 183196.66 | 51.5469 | -2.4249
623169058 | 370635.71 | 181961.15 | 51.5358 | -2.4248
616903942 | 370638.65 | 182647.69 | 51.5419 | -2.4248
9538176 | 370639 | 183512.2 | 51.5497 | -2.4248
9538153 | 370641.7 | 183379.7 | 51.5485 | -2.4248
9537996 | 370642.11 | 180560.76 | 51.5232 | -2.4245
9538172 | 370642.2 | 183648.7 | 51.551 | -2.4248
125974928 | 370643.3 | 182440.53 | 51.5401 | -2.4247
9538175 | 370646.26 | 183563.72 | 51.5502 | -2.4247
9538170 | 370646.8 | 183626.1 | 51.5508 | -2.4247
623169074 | 370647.95 | 181875.09 | 51.535 | -2.4246
352998903 | 370650.11 | 181715.78 | 51.5336 | -2.4245
9544999 | 370650.4 | 182639.2 | 51.5419 | -2.4246
9538192 | 370657.5 | 183719.8 | 51.5516 | -2.4246
9538075 | 370661.59 | 181800.58 | 51.5343 | -2.4244
129043328 | 370661.07 | 182386.09 | 51.5396 | -2.4244
625726319 | 370661.5 | 183016.22 | 51.5453 | -2.4245
9538039 | 370662.2 | 181259.2 | 51.5295 | -2.4243
9538169 | 370662.9 | 183619.93 | 51.5507 | -2.4245
9538173 | 370664.2 | 183513.1 | 51.5497 | -2.4245
653200448 | 370665.92 | 181089.63 | 51.5279 | -2.4243
9538065 | 370665.48 | 181600.75 | 51.5325 | -2.4243
632418879 | 370666.21 | 183272.77 | 51.5476 | -2.4244
9538152 | 370666 | 183431.9 | 51.549 | -2.4244
9538062 | 370669.6 | 181711 | 51.5335 | -2.4243
9538093 | 370670.7 | 182177.5 | 51.5377 | -2.4243
9538141 | 370670.54 | 183278.57 | 51.5476 | -2.4244
623169066 | 370674.71 | 181901.33 | 51.5352 | -2.4242
631493937 | 370677.31 | 181965.8 | 51.5358 | -2.4242
621190599 | 370678.85 | 181938.44 | 51.5356 | -2.4241
9538155 | 370679.84 | 183478.46 | 51.5494 | -2.4243
9538040 | 370680.4 | 181182.4 | 51.5288 | -2.424
9538174 | 370681.5 | 183566.2 | 51.5502 | -2.4242
537142839 | 370682.06 | 181294.6 | 51.5298 | -2.424
9538076 | 370690.49 | 181771.94 | 51.5341 | -2.424
9538028 | 370695 | 181495.5 | 51.5316 | -2.4239
9545000 | 370695.73 | 182712.36 | 51.5425 | -2.424
9538034 | 370697.51 | 181155.06 | 51.5285 | -2.4238
9538051 | 370697.54 | 181676.41 | 51.5332 | -2.4238
617550365 | 370698.3 | 182880.88 | 51.544 | -2.4239
9538003 | 370701 | 180805.7 | 51.5254 | -2.4237
9538001 | 370712.1 | 180691.7 | 51.5244 | -2.4235
9538087 | 370712 | 182416.4 | 51.5399 | -2.4237
9538156 | 370713.9 | 183465.1 | 51.5493 | -2.4238
9538154 | 370714.4 | 183348.1 | 51.5483 | -2.4237
619932025 | 370716.07 | 181921.53 | 51.5354 | -2.4236
634142314 | 370716.65 | 181930.41 | 51.5355 | -2.4236
9538079 | 370717.1 | 182063.8 | 51.5367 | -2.4236
574681176 | 370719.89 | 181279.8 | 51.5297 | -2.4235
9538066 | 370721.8 | 181585.6 | 51.5324 | -2.4235
9538120 | 370723.49 | 182628.42 | 51.5418 | -2.4235
663769531 | 370726.68 | 181085.59 | 51.5279 | -2.4234
9538026 | 370731.7 | 181406.2 | 51.5308 | -2.4233
9545002 | 370732.8 | 182795.21 | 51.5433 | -2.4234
352998913 | 370737.55 | 183339.6 | 51.5482 | -2.4234
11804980 | 370738.52 | 181118.45 | 51.5282 | -2.4232
9538157 | 370740.05 | 183397.7 | 51.5487 | -2.4234
9538038 | 370744 | 181221.6 | 51.5291 | -2.4231
9538181 | 370744.22 | 183619.91 | 51.5507 | -2.4233
9544996 | 370745.8 | 181484.7 | 51.5315 | -2.4231
36572274 | 370749.37 | 182798.34 | 51.5433 | -2.4232
633798972 | 370753.22 | 181970.67 | 51.5359 | -2.4231
9538108 | 370755.7 | 182511.4 | 51.5407 | -2.4231
633026052 | 370756.06 | 182838.27 | 51.5437 | -2.4231
9538105 | 370756.77 | 182927.17 | 51.5445 | -2.4231
9544997 | 370760.4 | 181475.3 | 51.5314 | -2.4229
9538199 | 370760.9 | 183795.8 | 51.5523 | -2.4231
9538137 | 370761.5 | 183042.7 | 51.5455 | -2.423
9538158 | 370763.8 | 183387.5 | 51.5486 | -2.423
9538143 | 370767.8 | 183294 | 51.5478 | -2.423
632578341 | 370772.03 | 182207.39 | 51.538 | -2.4228
9552449 | 370772.9 | 184092.66 | 51.5549 | -2.423
9538000 | 370774.52 | 180731.74 | 51.5247 | -2.4227
9538182 | 370774.6 | 183560.9 | 51.5502 | -2.4229
9552448 | 370777.36 | 184124.14 | 51.5552 | -2.4229
9538122 | 370778.56 | 182729.99 | 51.5427 | -2.4228
9538198 | 370779.8 | 183783.3 | 51.5522 | -2.4228
9538203 | 370779.4 | 183982.21 | 51.554 | -2.4229
9552446 | 370781.45 | 184055.14 | 51.5546 | -2.4228
9538142 | 370782.5 | 183343.4 | 51.5482 | -2.4228
9538072 | 370785.2 | 181780.9 | 51.5342 | -2.4226
9538080 | 370785.3 | 182040.3 | 51.5365 | -2.4226
9538183 | 370785.7 | 183534.9 | 51.5499 | -2.4227
9538200 | 370788.8 | 183885.7 | 51.5531 | -2.4227
9538083 | 370789.7 | 182331 | 51.5391 | -2.4226
9538002 | 370790.3 | 180800.3 | 51.5254 | -2.4224
9538110 | 370790.79 | 182569.31 | 51.5413 | -2.4226
548699805 | 370791.31 | 181234.98 | 51.5293 | -2.4225
631493950 | 370791.01 | 182004.51 | 51.5362 | -2.4225
9538111 | 370791.1 | 182538.9 | 51.541 | -2.4226
9538201 | 370791.3 | 183862.3 | 51.5529 | -2.4227
9537999 | 370793.87 | 180701.68 | 51.5245 | -2.4224
9538059 | 370798.95 | 181599.53 | 51.5325 | -2.4224
9538119 | 370803.5 | 182656.4 | 51.542 | -2.4224
9538206 | 370812.9 | 183840.3 | 51.5527 | -2.4224
9538213 | 370812.1 | 184008.9 | 51.5542 | -2.4224
9538027 | 370813.3 | 181410.1 | 51.5308 | -2.4222
9537998 | 370814.9 | 180625.6 | 51.5238 | -2.4221
9538073 | 370816.75 | 181692.87 | 51.5334 | -2.4221
9538202 | 370818.09 | 183894.11 | 51.5532 | -2.4223
9538061 | 370823 | 181651.2 | 51.533 | -2.422
9538015 | 370825.5 | 181148.5 | 51.5285 | -2.422
615375429 | 370825.74 | 182881.06 | 51.5441 | -2.4221
547044249 | 370826.76 | 181670.23 | 51.5332 | -2.422
9538205 | 370828.9 | 183854.6 | 51.5528 | -2.4221
9552447 | 370828.53 | 184131.04 | 51.5553 | -2.4222
9538184 | 370833.9 | 183640 | 51.5509 | -2.422
578611188 | 370834 | 182162.56 | 51.5376 | -2.4219
9538109 | 370837 | 182590.5 | 51.5414 | -2.4219
9538010 | 370839.3 | 180606 | 51.5236 | -2.4217
9538025 | 370839.2 | 181455.8 | 51.5312 | -2.4218
204639894 | 370840.6 | 183764.6 | 51.552 | -2.422
9538121 | 370841.4 | 182795.3 | 51.5433 | -2.4219
9538084 | 370842 | 182398.7 | 51.5397 | -2.4218
9538136 | 370842.9 | 183005.7 | 51.5452 | -2.4219
9538144 | 370842.97 | 183251.95 | 51.5474 | -2.4219
9538166 | 370850.25 | 183494.61 | 51.5496 | -2.4218
9538187 | 370851.4 | 183508.27 | 51.5497 | -2.4218
9538149 | 370852 | 183192.8 | 51.5469 | -2.4217
9538060 | 370853.7 | 181536.91 | 51.532 | -2.4216
9538160 | 370857.83 | 183448.85 | 51.5492 | -2.4217
9538013 | 370858.6 | 181100 | 51.5281 | -2.4215
9538077 | 370859.2 | 182292.2 | 51.5388 | -2.4216
9545003 | 370861.5 | 182710.1 | 51.5425 | -2.4216
9538086 | 370862.8 | 182429.6 | 51.54 | -2.4215
9538123 | 370864 | 182613.4 | 51.5417 | -2.4215
9538004 | 370864.47 | 180710.26 | 51.5245 | -2.4214
9538159 | 370864.82 | 183442.65 | 51.5491 | -2.4216
9538180 | 370864.5 | 183583.1 | 51.5504 | -2.4216
9538179 | 370865.4 | 183569 | 51.5503 | -2.4216
9538070 | 370866.6 | 181756.3 | 51.534 | -2.4214
9538207 | 370866.28 | 184061.18 | 51.5547 | -2.4216
11809725 | 370866.94 | 184163.65 | 51.5556 | -2.4216
9538009 | 370868.7 | 180774.4 | 51.5251 | -2.4213
606647830 | 370871.04 | 180664.57 | 51.5241 | -2.4213
9538208 | 370876.47 | 184050.47 | 51.5546 | -2.4215
615299058 | 370879 | 183833.9 | 51.5526 | -2.4214
9538161 | 370880.2 | 183384.59 | 51.5486 | -2.4213
9538194 | 370883.44 | 183850.1 | 51.5528 | -2.4213
9538102 | 370884.7 | 182960.4 | 51.5448 | -2.4213
9538185 | 370885.1 | 183638.5 | 51.5509 | -2.4213
9538095 | 370887.1 | 182208.97 | 51.538 | -2.4211
9538082 | 370888 | 182255.4 | 51.5384 | -2.4211
9538204 | 370888.8 | 183972.1 | 51.5539 | -2.4213
9538195 | 370891.4 | 183805.7 | 51.5524 | -2.4212
532480055 | 370892.92 | 182141.85 | 51.5374 | -2.4211
9538145 | 370900 | 183349.2 | 51.5483 | -2.4211
9538186 | 370903.6 | 183511.2 | 51.5497 | -2.421
9538020 | 370904.7 | 181310.6 | 51.5299 | -2.4208
9538024 | 370904 | 181393.9 | 51.5307 | -2.4208
625107536 | 370905.19 | 182150.1 | 51.5375 | -2.4209
547044241 | 370906.15 | 181657.95 | 51.5331 | -2.4208
9538071 | 370910.7 | 181870.3 | 51.535 | -2.4208
464380001 | 370910.79 | 183733.92 | 51.5517 | -2.4209
23946248 | 370910.42 | 184089.06 | 51.5549 | -2.421
9538094 | 370911.5 | 182413.7 | 51.5399 | -2.4208
678523382 | 370912.6 | 181656.93 | 51.5331 | -2.4207
615375418 | 370912.16 | 182896.22 | 51.5442 | -2.4208
9538188 | 370915.8 | 183579.1 | 51.5503 | -2.4209
339847755 | 370917.05 | 182699.94 | 51.5424 | -2.4208
25141987 | 370917.44 | 184173.7 | 51.5557 | -2.4209
9538016 | 370919 | 181197.4 | 51.5289 | -2.4206
9538058 | 370920.7 | 181618.7 | 51.5327 | -2.4206
9538151 | 370920.95 | 183154.63 | 51.5465 | -2.4208
9538096 | 370924.17 | 182191.74 | 51.5379 | -2.4206
464380057 | 370926.58 | 183770.22 | 51.5521 | -2.4207
9538008 | 370928.16 | 180881.58 | 51.5261 | -2.4204
9538148 | 370928.42 | 183237.12 | 51.5473 | -2.4206
9538146 | 370929.48 | 183310.93 | 51.5479 | -2.4206
9538189 | 370932 | 183636.8 | 51.5509 | -2.4206
9538014 | 370935.3 | 181003.9 | 51.5272 | -2.4204
9538006 | 370936.3 | 180678.6 | 51.5243 | -2.4203
9538045 | 370936.84 | 181556.22 | 51.5322 | -2.4204
9538053 | 370937.31 | 181729.12 | 51.5337 | -2.4204
9538130 | 370939.5 | 182733.3 | 51.5427 | -2.4204
9538101 | 370942.3 | 182997 | 51.5451 | -2.4204
9529342 | 370943.4 | 166046.3 | 51.3927 | -2.419
9538007 | 370946.9 | 180864.7 | 51.5259 | -2.4202
9538104 | 370947.82 | 182930.42 | 51.5445 | -2.4203
9545004 | 370948.03 | 182792.28 | 51.5433 | -2.4203
9538044 | 370949.9 | 181961.5 | 51.5358 | -2.4202
9538056 | 370951.5 | 181788.4 | 51.5342 | -2.4202
9538018 | 370952.4 | 181256.3 | 51.5295 | -2.4201
9538099 | 370953.52 | 182150.64 | 51.5375 | -2.4202
9538017 | 370955.12 | 181139.19 | 51.5284 | -2.4201
9538209 | 370955.85 | 184200.18 | 51.5559 | -2.4203
9538100 | 370957.2 | 182350.7 | 51.5393 | -2.4202
232790897 | 370959.16 | 183747.8 | 51.5519 | -2.4202
9538210 | 370959.98 | 184118.88 | 51.5552 | -2.4203
9538129 | 370960.3 | 182628.9 | 51.5418 | -2.4201
9538147 | 370960.1 | 183268.9 | 51.5476 | -2.4202
9538022 | 370962.2 | 181461.6 | 51.5313 | -2.42
9538023 | 370964 | 181444 | 51.5312 | -2.42
9538054 | 370966.11 | 181716.59 | 51.5336 | -2.42
9538021 | 370967.2 | 181354.7 | 51.5303 | -2.4199
9538019 | 370968.4 | 181272.6 | 51.5296 | -2.4199
9538190 | 370974.37 | 183550.17 | 51.5501 | -2.42
9538128 | 370976.4 | 182702.9 | 51.5425 | -2.4199
9538005 | 370977.8 | 180806.6 | 51.5254 | -2.4197
9538098 | 370980.5 | 182257.7 | 51.5385 | -2.4198
9538097 | 370981.5 | 182229.3 | 51.5382 | -2.4198
9538055 | 370982.88 | 181769.32 | 51.5341 | -2.4197
9538165 | 370992.8 | 183314.9 | 51.548 | -2.4197
9538191 | 370994.88 | 183612.65 | 51.5506 | -2.4197
9538150 | 370996.9 | 183141.2 | 51.5464 | -2.4197
617889633 | 370999.76 | 183737.2 | 51.5518 | -2.4197
9538357 | 371005.5 | 182519.7 | 51.5408 | -2.4195
9538415 | 371005.47 | 183651.01 | 51.551 | -2.4196
9538214 | 371007.1 | 180775.3 | 51.5251 | -2.4193
9538242 | 371007.2 | 181053.3 | 51.5276 | -2.4193
9538226 | 371010.1 | 181328.5 | 51.5301 | -2.4193
9538265 | 371013.89 | 181914.68 | 51.5354 | -2.4193
9538332 | 371015.1 | 182871.1 | 51.544 | -2.4194
9538260 | 371016.58 | 181632.35 | 51.5328 | -2.4192
9538324 | 371016.18 | 182745.9 | 51.5429 | -2.4193
9538263 | 371019.8 | 181847.1 | 51.5348 | -2.4192
9538318 | 371020.5 | 182466.8 | 51.5403 | -2.4193
9538234 | 371021.4 | 181267.8 | 51.5296 | -2.4191
664776909 | 371021.36 | 183851.07 | 51.5528 | -2.4194
9547384 | 371021.44 | 184113.54 | 51.5552 | -2.4194
633656979 | 371022.38 | 182520.39 | 51.5408 | -2.4192
664776901 | 371024.53 | 183901.89 | 51.5532 | -2.4193
9538225 | 371025.5 | 180968.47 | 51.5269 | -2.4191
352998973 | 371028.69 | 182520.7 | 51.5408 | -2.4191
9547394 | 371031.75 | 184112.27 | 51.5551 | -2.4192
352998968 | 371033.81 | 182534.07 | 51.541 | -2.4191
9538328 | 371033.1 | 182835.7 | 51.5437 | -2.4191
9538368 | 371036.6 | 183312.7 | 51.548 | -2.4191
352998963 | 371037.8 | 182534.41 | 51.541 | -2.419
9538358 | 371043.1 | 183054.1 | 51.5456 | -2.419
9538219 | 371044.2 | 180722.2 | 51.5247 | -2.4188
664778236 | 371045.65 | 183763.2 | 51.552 | -2.419
9538218 | 371047.73 | 180845.59 | 51.5258 | -2.4187
9538323 | 371051.75 | 182699.95 | 51.5424 | -2.4188
9538397 | 371053.3 | 183573.9 | 51.5503 | -2.4189
537132298 | 371053.95 | 183969.98 | 51.5539 | -2.4189
9538367 | 371054.4 | 183200.63 | 51.5469 | -2.4188
357945651 | 371055.11 | 183749.94 | 51.5519 | -2.4189
570940330 | 371057.6 | 181394.3 | 51.5307 | -2.4186
9538395 | 371057.1 | 183598.61 | 51.5505 | -2.4188
9538396 | 371061.8 | 183566.8 | 51.5502 | -2.4188
9547383 | 371062.31 | 184212.1 | 51.556 | -2.4188
9538401 | 371064 | 183650.5 | 51.551 | -2.4187
9538228 | 371066.1 | 181454.4 | 51.5312 | -2.4185
9538322 | 371067.9 | 182539.7 | 51.541 | -2.4186
9538327 | 371068.75 | 182767.95 | 51.5431 | -2.4186
9538240 | 371070.6 | 181224.3 | 51.5292 | -2.4184
352998983 | 371070.86 | 182536.89 | 51.541 | -2.4185
9538241 | 371072.3 | 181107.3 | 51.5281 | -2.4184
9538361 | 371073 | 183150.8 | 51.5465 | -2.4185
9538264 | 371074.6 | 181868.3 | 51.535 | -2.4184
352998953 | 371074.12 | 182505.25 | 51.5407 | -2.4185
625485744 | 371074.27 | 183915.87 | 51.5534 | -2.4186
9538261 | 371076.55 | 181535.05 | 51.532 | -2.4184
9538239 | 371078.7 | 181295.2 | 51.5298 | -2.4183
9538215 | 371080.39 | 180905.1 | 51.5263 | -2.4183
625485738 | 371080.92 | 183858.53 | 51.5529 | -2.4185
21598284 | 371083.25 | 182437.58 | 51.5401 | -2.4183
9538400 | 371085.5 | 183656.7 | 51.551 | -2.4184
9538363 | 371086.4 | 183182.8 | 51.5468 | -2.4184
9538331 | 371088.27 | 182845.59 | 51.5438 | -2.4183
9538326 | 371090.5 | 182799.2 | 51.5433 | -2.4183
615942256 | 371091.24 | 183352.7 | 51.5483 | -2.4183
9552427 | 371097.29 | 184332.89 | 51.5571 | -2.4183
9538330 | 371099.9 | 182874.6 | 51.544 | -2.4181
9538392 | 371100.4 | 183262.7 | 51.5475 | -2.4182
9538329 | 371101.3 | 182827.4 | 51.5436 | -2.4181
9538325 | 371103.7 | 182724.89 | 51.5427 | -2.4181
21317248 | 371104.92 | 182394.5 | 51.5397 | -2.418
9538227 | 371109.4 | 181361.7 | 51.5304 | -2.4179
9547386 | 371117.39 | 184096.24 | 51.555 | -2.418
9538366 | 371120.8 | 183234.4 | 51.5473 | -2.4179
9538399 | 371121.6 | 183637.5 | 51.5509 | -2.4179
9552270 | 371121.89 | 184155.94 | 51.5555 | -2.4179
9552423 | 371122.19 | 184236.99 | 51.5563 | -2.4179
9538394 | 371126.9 | 183557 | 51.5502 | -2.4178
9552425 | 371133.83 | 184267.12 | 51.5565 | -2.4178
9538216 | 371138.6 | 180892.6 | 51.5262 | -2.4174
9538398 | 371140 | 183664.5 | 51.5511 | -2.4176
9547382 | 371140.21 | 184073.99 | 51.5548 | -2.4177
9538362 | 371145.5 | 183149.9 | 51.5465 | -2.4175
9538258 | 371146.8 | 181510.1 | 51.5318 | -2.4174
9552426 | 371149.46 | 184328.04 | 51.5571 | -2.4175
9538217 | 371150.2 | 180783.3 | 51.5252 | -2.4172
9538238 | 371153.4 | 181317.5 | 51.53 | -2.4172
9538337 | 371153.9 | 182799.9 | 51.5433 | -2.4174
9538334 | 371153.51 | 182877.15 | 51.544 | -2.4174
9538230 | 371154 | 181422.8 | 51.531 | -2.4172
9538317 | 371156.8 | 182459.6 | 51.5403 | -2.4173
9538393 | 371160.6 | 183512.3 | 51.5498 | -2.4173
9538340 | 371165.7 | 182746.3 | 51.5429 | -2.4172
9538338 | 371165.2 | 182824.9 | 51.5436 | -2.4172
9538333 | 371165.2 | 182978.9 | 51.545 | -2.4172
9538257 | 371168.3 | 181509.9 | 51.5317 | -2.417
9538364 | 371169.1 | 183205.4 | 51.547 | -2.4172
9538408 | 371169.92 | 183700.66 | 51.5514 | -2.4172
9538360 | 371171.73 | 183031.38 | 51.5454 | -2.4171
9538222 | 371175.24 | 180996.72 | 51.5271 | -2.4169
9538262 | 371175.1 | 181596.4 | 51.5325 | -2.4169
22424759 | 371179.21 | 184039.49 | 51.5545 | -2.4171
9538237 | 371184.2 | 181220.8 | 51.5291 | -2.4168
9538339 | 371184.1 | 182717 | 51.5426 | -2.4169
42077592 | 371186.86 | 183999.07 | 51.5541 | -2.417
9538247 | 371191.8 | 181039.9 | 51.5275 | -2.4167
678523373 | 371195.31 | 181628.53 | 51.5328 | -2.4167
678523357 | 371197.08 | 181628.73 | 51.5328 | -2.4166
352998988 | 371199.09 | 183703.41 | 51.5515 | -2.4168
9538390 | 371200.4 | 183325.3 | 51.5481 | -2.4167
9538404 | 371201.4 | 183640 | 51.5509 | -2.4167
9538414 | 371203 | 183540.8 | 51.55 | -2.4167
9538256 | 371205.3 | 181510.9 | 51.5318 | -2.4165
9538342 | 371211.21 | 182812.28 | 51.5435 | -2.4165
22424708 | 371212.48 | 183944.4 | 51.5536 | -2.4166
352998923 | 371214.75 | 181393.13 | 51.5307 | -2.4164
9538403 | 371215.9 | 183635.3 | 51.5509 | -2.4165
9538385 | 371216.4 | 183398.3 | 51.5487 | -2.4165
9538341 | 371220.9 | 182827.2 | 51.5436 | -2.4164
9538365 | 371220.9 | 183128.1 | 51.5463 | -2.4164
21054454 | 371223.55 | 184228.54 | 51.5562 | -2.4165
21054538 | 371224.13 | 184124.48 | 51.5553 | -2.4164
9538236 | 371226 | 181324.9 | 51.5301 | -2.4162
9538343 | 371228.9 | 182741 | 51.5428 | -2.4163
9538391 | 371229.85 | 183215.48 | 51.5471 | -2.4163
9538384 | 371230 | 183395.1 | 51.5487 | -2.4163
9552452 | 371229.44 | 183838.15 | 51.5527 | -2.4164
9538335 | 371230.4 | 182894 | 51.5442 | -2.4163
9538410 | 371230.5 | 183662.4 | 51.5511 | -2.4163
9538274 | 371238.2 | 181688.9 | 51.5334 | -2.416
9538382 | 371238.4 | 183268.7 | 51.5476 | -2.4162
9538350 | 371241.2 | 182614.08 | 51.5417 | -2.4161
9538336 | 371242.23 | 182949.62 | 51.5447 | -2.4161
9538369 | 371242 | 183105.7 | 51.5461 | -2.4161
9538407 | 371245 | 183589 | 51.5505 | -2.4161
21054532 | 371257.34 | 184184.56 | 51.5558 | -2.416
9552458 | 371259.6 | 183789.1 | 51.5523 | -2.4159
9538383 | 371262.1 | 183274.5 | 51.5476 | -2.4158
9552456 | 371263.81 | 183769.81 | 51.5521 | -2.4159
9538402 | 371264.84 | 183513.36 | 51.5498 | -2.4158
9538349 | 371265.2 | 182633.6 | 51.5419 | -2.4157
9538278 | 371270.2 | 181578.4 | 51.5324 | -2.4156
9538223 | 371272.3 | 180902.5 | 51.5263 | -2.4155
9538348 | 371272.52 | 182690.7 | 51.5424 | -2.4156
9538275 | 371274 | 181641.1 | 51.5329 | -2.4155
9538376 | 371275.02 | 183147.3 | 51.5465 | -2.4156
21054553 | 371281.87 | 184088.07 | 51.5549 | -2.4156
21054449 | 371281.56 | 184241.43 | 51.5563 | -2.4156
9538245 | 371283.88 | 181144.16 | 51.5285 | -2.4154
9538344 | 371283.6 | 182778.7 | 51.5432 | -2.4155
22424729 | 371284.81 | 183975.98 | 51.5539 | -2.4156
9538316 | 371285.84 | 182362.58 | 51.5394 | -2.4154
9538231 | 371286.1 | 181441.2 | 51.5311 | -2.4153
9538246 | 371292 | 181045.7 | 51.5276 | -2.4152
9538387 | 371292.39 | 183479.31 | 51.5495 | -2.4154
618091843 | 371293.23 | 184064.17 | 51.5547 | -2.4154
9538406 | 371294.4 | 183547 | 51.5501 | -2.4154
9538347 | 371298.1 | 182754.4 | 51.5429 | -2.4153
9547390 | 371299.19 | 184316.86 | 51.557 | -2.4154
9538345 | 371300.6 | 182781.6 | 51.5432 | -2.4152
9538405 | 371301.04 | 183557.38 | 51.5502 | -2.4153
9552431 | 371301.64 | 184057.68 | 51.5547 | -2.4153
9538250 | 371302.9 | 181288.8 | 51.5298 | -2.4151
9552450 | 371303.39 | 183906.15 | 51.5533 | -2.4153
352998928 | 371304.12 | 181407.02 | 51.5308 | -2.4151
9538386 | 371306.5 | 183472.2 | 51.5494 | -2.4152
9538277 | 371317.79 | 181738.18 | 51.5338 | -2.4149
261818263 | 371317.92 | 182516.78 | 51.5408 | -2.415
9538243 | 371318.3 | 181188.7 | 51.5289 | -2.4149
9552453 | 371318.63 | 183858.6 | 51.5529 | -2.4151
9538346 | 371321.1 | 182752.2 | 51.5429 | -2.4149
9538220 | 371328.5 | 180964.4 | 51.5269 | -2.4147
9538378 | 371331.8 | 183247.7 | 51.5474 | -2.4148
9538381 | 371331.6 | 183360.3 | 51.5484 | -2.4148
640245047 | 371332.17 | 182338.25 | 51.5392 | -2.4147
9538380 | 371335.1 | 183341.5 | 51.5482 | -2.4148
9552454 | 371335.52 | 183930.94 | 51.5535 | -2.4148
9538379 | 371336.4 | 183269.9 | 51.5476 | -2.4148
9538244 | 371337.7 | 181059.1 | 51.5277 | -2.4146
9538377 | 371338.1 | 183209.5 | 51.547 | -2.4147
9552457 | 371339.3 | 183811.48 | 51.5525 | -2.4148
9538276 | 371342.1 | 181654.1 | 51.5331 | -2.4145
21539662 | 371345.8 | 184272.02 | 51.5566 | -2.4147
9538253 | 371347.4 | 181242.5 | 51.5294 | -2.4144
21539626 | 371349.26 | 184241.18 | 51.5563 | -2.4147
9538224 | 371357.2 | 180898.3 | 51.5263 | -2.4143
9538251 | 371357.4 | 181350.2 | 51.5303 | -2.4143
9552432 | 371358.45 | 184014.77 | 51.5543 | -2.4145
21539667 | 371362.31 | 184184.12 | 51.5558 | -2.4145
9547379 | 371363.53 | 183632.92 | 51.5508 | -2.4144
23484897 | 371363.01 | 183746.16 | 51.5519 | -2.4144
9552459 | 371365.89 | 183854.68 | 51.5528 | -2.4144
9538372 | 371367.6 | 183285.1 | 51.5477 | -2.4143
21019865 | 371370.34 | 182709.6 | 51.5425 | -2.4142
9538255 | 371377.2 | 181138 | 51.5284 | -2.414
9538370 | 371384.5 | 183119.4 | 51.5462 | -2.4141
9538248 | 371386.1 | 181065.3 | 51.5278 | -2.4139
9538411 | 371394.82 | 183593.31 | 51.5505 | -2.414
9538388 | 371395.2 | 183464.1 | 51.5493 | -2.4139
9547380 | 371396.18 | 183956.62 | 51.5538 | -2.414
9538320 | 371397.5 | 182479 | 51.5405 | -2.4138
9538373 | 371399.83 | 183039.82 | 51.5455 | -2.4138
21577384 | 371399.14 | 184010.06 | 51.5542 | -2.4139
9538279 | 371404.18 | 181719.14 | 51.5336 | -2.4137
9552430 | 371404.24 | 184096.43 | 51.555 | -2.4139
9538351 | 371410.34 | 182625.61 | 51.5418 | -2.4136
9552460 | 371416.06 | 183895.76 | 51.5532 | -2.4137
9538374 | 371418.2 | 183035.8 | 51.5455 | -2.4136
9538412 | 371419 | 183555.2 | 51.5502 | -2.4136
9538353 | 371419.4 | 182539.6 | 51.541 | -2.4135
9538371 | 371428.3 | 183217.9 | 51.5471 | -2.4134
9538352 | 371434.01 | 182543.96 | 51.5411 | -2.4133
9538356 | 371434.65 | 182714.9 | 51.5426 | -2.4133
9538413 | 371436.2 | 183608.2 | 51.5506 | -2.4133
9538221 | 371438.4 | 180997.7 | 51.5272 | -2.4131
13506052 | 371441.99 | 184032.3 | 51.5544 | -2.4133
9538375 | 371442.2 | 183116.6 | 51.5462 | -2.4132
27310278 | 371445.92 | 183726.98 | 51.5517 | -2.4132
554572539 | 371446.33 | 182495.64 | 51.5406 | -2.4131
9538311 | 371450.31 | 182494.33 | 51.5406 | -2.4131
9552428 | 371458.53 | 184103.87 | 51.5551 | -2.4131
9538355 | 371461.64 | 182540.06 | 51.541 | -2.4129
9538254 | 371462.9 | 181232.5 | 51.5293 | -2.4128
9538389 | 371462.9 | 183288.9 | 51.5478 | -2.4129
9538280 | 371466.2 | 181594.1 | 51.5325 | -2.4128
9552434 | 371475.17 | 183975 | 51.5539 | -2.4128
9538281 | 371479 | 181704.71 | 51.5335 | -2.4126
9538252 | 371483.01 | 181362.17 | 51.5304 | -2.4125
640887972 | 371487.29 | 182529.07 | 51.5409 | -2.4125
9538249 | 371489.7 | 181163.3 | 51.5287 | -2.4124
9538438 | 371492.5 | 181240.25 | 51.5293 | -2.4123
21638846 | 371501.62 | 184104.31 | 51.5551 | -2.4125
9538534 | 371502.52 | 183217.18 | 51.5471 | -2.4124
9538437 | 371507.1 | 181350.3 | 51.5303 | -2.4121
9538509 | 371507.9 | 182832.2 | 51.5437 | -2.4123
9538548 | 371512.16 | 183139.92 | 51.5464 | -2.4122
192561613 | 371513.68 | 165985.71 | 51.3922 | -2.4108
9538487 | 371518.84 | 182473.13 | 51.5404 | -2.4121
9538505 | 371529.2 | 182696.1 | 51.5424 | -2.4119
21640136 | 371529.21 | 183964.46 | 51.5538 | -2.412
9538542 | 371532.9 | 183010.5 | 51.5453 | -2.4119
617855009 | 371532.47 | 183587.16 | 51.5504 | -2.412
26510221 | 371538.23 | 183729.76 | 51.5517 | -2.4119
28771212 | 371540.54 | 183713.16 | 51.5516 | -2.4119
9538447 | 371542.9 | 181682.8 | 51.5333 | -2.4117
9538535 | 371544.62 | 183088.08 | 51.546 | -2.4117
88427416 | 371545.55 | 183655.48 | 51.5511 | -2.4118
20148689 | 371546.45 | 183351.54 | 51.5483 | -2.4117
21638895 | 371553.29 | 184131.19 | 51.5553 | -2.4117
353012434 | 371563.65 | 183094.29 | 51.546 | -2.4115
21638851 | 371563.05 | 184097.75 | 51.555 | -2.4116
9538543 | 371566.6 | 183016.6 | 51.5453 | -2.4114
21638777 | 371571.52 | 184023.4 | 51.5544 | -2.4114
23994987 | 371575.35 | 184177.79 | 51.5558 | -2.4114
43555253 | 371576.8 | 182552.65 | 51.5411 | -2.4112
9538536 | 371577.7 | 183195.7 | 51.5469 | -2.4113
9538506 | 371580.34 | 182810.92 | 51.5435 | -2.4112
9538507 | 371581.9 | 182992.9 | 51.5451 | -2.4112
9538546 | 371582.75 | 183491.61 | 51.5496 | -2.4112
9538537 | 371588.13 | 183205.98 | 51.547 | -2.4111
619379653 | 371591.03 | 183498.56 | 51.5497 | -2.4111
21619965 | 371591.04 | 183606.23 | 51.5506 | -2.4111
9538557 | 371592.2 | 183517.3 | 51.5498 | -2.4111
9538532 | 371601.7 | 183319.4 | 51.548 | -2.4109
9538533 | 371601.3 | 183418.4 | 51.5489 | -2.411
23995007 | 371611.09 | 183974.48 | 51.5539 | -2.4109
645301265 | 371620.5 | 182696.4 | 51.5424 | -2.4106
38013262 | 371626.28 | 182543.12 | 51.5411 | -2.4105
117533472 | 371628.85 | 183607.8 | 51.5506 | -2.4106
38013251 | 371630.15 | 182629.16 | 51.5418 | -2.4105
23994982 | 371632.96 | 184069.81 | 51.5548 | -2.4106
9538508 | 371635.3 | 182914.9 | 51.5444 | -2.4104
37894065 | 371640.07 | 184029.9 | 51.5544 | -2.4104
9538539 | 371641.8 | 183151 | 51.5465 | -2.4104
22229900 | 371641.65 | 183848.3 | 51.5528 | -2.4104
9538538 | 371645.8 | 183219.2 | 51.5471 | -2.4103
633989454 | 371650.45 | 182735.28 | 51.5428 | -2.4102
38013256 | 371654.07 | 182616.76 | 51.5417 | -2.4101
125214756 | 371663.6 | 183582.28 | 51.5504 | -2.4101
9538540 | 371667.7 | 183160 | 51.5466 | -2.41
35567876 | 371667.48 | 184157.69 | 51.5556 | -2.4101
25776894 | 371670.96 | 183921.67 | 51.5535 | -2.41
9538541 | 371675.7 | 183093 | 51.546 | -2.4099
618027809 | 371682.3 | 183257.45 | 51.5475 | -2.4098
22229905 | 371682.9 | 183870.26 | 51.553 | -2.4098
9538545 | 371690.8 | 183169.7 | 51.5467 | -2.4097
83061384 | 371696.08 | 183978.02 | 51.554 | -2.4096
23995002 | 371700.48 | 184076.79 | 51.5549 | -2.4096
9538503 | 371701.5 | 182895.3 | 51.5442 | -2.4095
9538530 | 371702.5 | 183498.2 | 51.5497 | -2.4095
9538478 | 371703.99 | 182339.47 | 51.5392 | -2.4094
147837203 | 371705.37 | 183638.92 | 51.5509 | -2.4095
23994997 | 371713.65 | 184094.8 | 51.555 | -2.4094
352999003 | 371717.5 | 182507.7 | 51.5407 | -2.4092
9538544 | 371717.47 | 183249.51 | 51.5474 | -2.4093
352998998 | 371721.49 | 182507.75 | 51.5407 | -2.4091
9538531 | 371721.5 | 183405.6 | 51.5488 | -2.4092
23994992 | 371729.09 | 184166.45 | 51.5557 | -2.4092
9538517 | 371732.9 | 183216.1 | 51.5471 | -2.409
9538520 | 371734.8 | 183359.8 | 51.5484 | -2.409
9538502 | 371741.88 | 182934.92 | 51.5446 | -2.4089
23995012 | 371750.01 | 184017.61 | 51.5543 | -2.4089
22229965 | 371754.82 | 183880.61 | 51.5531 | -2.4088
9538556 | 371763 | 183531.9 | 51.55 | -2.4086
9538516 | 371771.6 | 183154.5 | 51.5466 | -2.4085
9538514 | 371773.45 | 183003.43 | 51.5452 | -2.4084
22229950 | 371798.06 | 183929.88 | 51.5535 | -2.4082
117533435 | 371807.46 | 183695.12 | 51.5514 | -2.408
9538521 | 371808 | 183333.5 | 51.5482 | -2.408
656900570 | 371812.08 | 182334.62 | 51.5392 | -2.4078
663929695 | 371816.83 | 182387.48 | 51.5397 | -2.4078
9538518 | 371818.92 | 183257.31 | 51.5475 | -2.4078
9538529 | 371818.9 | 183433.7 | 51.5491 | -2.4078
9538555 | 371829.9 | 183560.3 | 51.5502 | -2.4077
9538513 | 371834.81 | 183056.6 | 51.5457 | -2.4076
352999018 | 371836.62 | 183672.98 | 51.5512 | -2.4076
9538553 | 371840.4 | 183611.9 | 51.5507 | -2.4075
9538522 | 371847.5 | 183381.4 | 51.5486 | -2.4074
9538501 | 371864.6 | 182993.3 | 51.5451 | -2.4071
9538515 | 371872.81 | 183146.48 | 51.5465 | -2.407
9538512 | 371877.4 | 183057.9 | 51.5457 | -2.4069
9538527 | 371880.65 | 183468.03 | 51.5494 | -2.4069
9538554 | 371889.1 | 183538.5 | 51.55 | -2.4068
9538523 | 371903.5 | 183412.2 | 51.5489 | -2.4066
9538528 | 371920.03 | 183495.08 | 51.5496 | -2.4064
9538551 | 371928.8 | 183621.2 | 51.5508 | -2.4063
9538524 | 371929.2 | 183367.5 | 51.5485 | -2.4062
9538525 | 371933.5 | 183413.8 | 51.5489 | -2.4062
9538547 | 371934.36 | 183210.05 | 51.5471 | -2.4061
9538526 | 371949.4 | 183314.2 | 51.548 | -2.4059
9538519 | 371963.2 | 183261.2 | 51.5475 | -2.4057
630556724 | 371983.21 | 183716.88 | 51.5516 | -2.4055
9538511 | 371997.5 | 183054.6 | 51.5457 | -2.4052
9538550 | 371999.1 | 183540.7 | 51.55 | -2.4052
9538642 | 372004.1 | 183320.9 | 51.5481 | -2.4051
9538643 | 372009.5 | 183384.8 | 51.5486 | -2.4051
9538634 | 372012.7 | 182996.8 | 51.5452 | -2.405
9538639 | 372018 | 183175.45 | 51.5468 | -2.4049
9538636 | 372033 | 183094.5 | 51.546 | -2.4047
9538644 | 372040.2 | 183293.5 | 51.5478 | -2.4046
9538645 | 372058.2 | 183429.8 | 51.5491 | -2.4044
9538648 | 372065.2 | 183579.7 | 51.5504 | -2.4043
9538635 | 372067.4 | 183032 | 51.5455 | -2.4042
9538647 | 372069.9 | 183522.4 | 51.5499 | -2.4042
9538640 | 372112.2 | 183210.5 | 51.5471 | -2.4036
9538641 | 372113.83 | 183321.13 | 51.5481 | -2.4036
9538646 | 372126.7 | 183389.63 | 51.5487 | -2.4034
9538637 | 372197.65 | 183052.37 | 51.5457 | -2.4023